## CAD
Hazard CMA Self Serve v1.0 | In selecting an activity, please ensure that the activity aligns itself with the works you wish to perform, as this can impact the Risk Level, the change window, the lead times and durations of the change. If the incorrect change activity is selected then the change will be rejected during final approvals stages and could delay your change from starting. You will be responsible for your works so please ensure your selection of activity ID is accurate.
Platform Name | Product Name | Activity ID | Lead Time (days) | Change Window (Days) | Activity Description
AC Supply & Distribution Changes
AC/DC Conversion Systems (Rectifiers, Power Systems, etc.) Changes
Air Conditioning Changes
Alarms/Controls Changes
Battery LCR Hazards Works (Mobile sites, P1 & NON P1 Sites)
Battery Systems Changes
Building & Environmental Changes
Busbar/Cable Changes
DC Supply & Installation Changes
Emergency Power Plant (EPP) Changes
EPP Servicing
Fire Services Changes
High Ohmic Distribution (HOD) Changes
Mobiles Hazards Works (Due to Alarms & Site Access only) | Netpower Non P1 - No Svc Interruption | 239 | 1 | 180 | NCOR_POW_000239:Mobile Works NON P1 sites
Netpower Non P1 - Svc Interruption
| Netpower P1 | 237 | 5 | 180 | CORE_POW_000237:Mobile Works All P1 sites
|  | 238 | 5 | 180 | CORE_POW_000238:Mobile Works Pitt & Exhi Data Centres
NBN Hazards Works
Rack / Suite Construction Inc. H Frame & secondary power & caballing installation / recovery.
Solar Power Changes
Teba Hazards Works
Telepower Power Routines
Uninterruptible Power Supplies (UPS) & No Break Supplies (Includes Inverters) Changes
Grand Total

## Search
Hazard CMA Self Serve v1.0 |  |  | In selecting an activity, please ensure that the activity aligns itself with the works you wish to perform, as this can impact the Risk Level, the change window, the lead times and durations of the change. If the incorrect change activity is selected then the change will be rejected during final approvals stages and could delay your change from starting. You will be responsible for your works so please ensure your selection of activity ID is accurate.
| 1. Activity ID => | 239 |  | 2. Start Date Paste Here => | 2017-07-26 08:00 | Calculated End Date=> | 22/01/2018 8:00
CAD Name | Telepower and Environmental (POW)
Platform Name | Mobiles Hazards Works (Due to Alarms & Site Access only)
Product Name | Netpower Non P1 - No Svc Interruption
Activity Description | NCOR_POW_000239:Mobile Works NON P1 sites
Lead Time | 1
Calculate the Summary Length
Change Window | 180 |  |  |  |  | [NCOR_POW_000245]
[5 empty] | 3. Add Summary Here => | Battery LCR NON P1 sites
[5 empty] | Length Of Summary | 42
Notes
| 1. Activity Id | Enter the 3 digit Activity Id here. This will populate the corresponding CAD Name, Platform Name, Product Name, Activity Description, Lead Time and Change Window in the labelled green fields.
| 2. Start Date | Enter the work Start date, the calculated end date will be displayed according to the Lead Time of the Activity selected. The calculated end date will change as you change the Activity ID.
| 3. Add Summary | You can add the Summary text in the Add Summary field to check that you are not exceeding the maximum allowale characters (100) in the CMA tool.

## P1 Sites
TOTAL | Priority for Changes | Power ID | State | Sitename | AddressID
1 | Yes | CVIC | ACT | CIVIC EXCHANGE | 57789
2 | Yes | DKNX | ACT | DEAKIN EXCHANGE | 57804
3 | Yes | HMKT | NSW | HAYMARKET EXCHANGE | 44196
4 | Yes | KNST | NSW | KENT STREET EXCHANGE | 44198
5 | Yes | PITT | NSW | PITT STREET EXCHANGE | 44200
6 | Yes | CHAT | NSW | CHATSWOOD TE | 44391
7 | Yes | BWAY | NSW | BROADWAY INTERNATIONAL | 45782
8 | Yes | OXFL | NSW | OXFORD FALLS SATELLITE EARTH STATION | 45783
9 | Yes | PADN | NSW | PADDINGTON INTERNATIONAL EXCHANGE | 45788
10 | Yes | SLDC | NSW | ST LEONARDS MANAGED DATA CENTRE | 44953
11 | Yes | BLAC | NSW | BLACKTOWN EXCHANGE | 44337
12 | Yes | DALL | NSW | DALLEY EXCHANGE | 44190
13 | Yes | HAMN | NSW | HAMILTON EXCHANGE | 44524
14 | Yes | HOME | NSW | HOMEBUSH EXCHANGE | 44531
15 | Yes | NEWT | NSW | NEWTOWN EXCHANGE | 44083
16 | Yes | NSYD | NSW | NORTH SYDNEY EXCHANGE | 44087
17 | Yes | PARR | NSW | PARRAMATTA EXCHANGE | 44108
18 | Yes | WLGG | NSW | WOLLONGONG EXCHANGE | 44244
19 | Yes | DRWN | NT | DARWIN SMITH STREET EXCHANGE | 12088
20 | Yes | CSUF | NT | CASURINA | 11990
21 | Yes | CHLE | QLD | CHARLOTTE EXCHANGE | 56297
22 | Yes | EDSN | QLD | EDISON TE | 57747
23 | Yes | SOPT | QLD | SOUTHPORT EXCHANGE | 57335
24 | Yes | WOBA | QLD | WOOLLOONGABBA EXCHANGE | 57743
25 | Yes | WAYM | SA | WAYMOUTH EXCHANGE | 11875
26 | Yes | FLNC | SA | FLINDERS EXCHANGE | 11877
27 | Yes | PTAA | SA | PORT AUGUSTA EXCHANGE | 12287
28 | Yes | MYBE | SA | MURRY BRIDGE EXCHANGE | 12208
29 | Yes | MTGE | SA | MOUNT GAMBIER | 12460
30 | Yes | LSDE | SA | LONSDALE EXCHANGE | 12065
31 | Yes | DAEB | TAS | DAVEY EXCHANGE | 26939
32 | Yes | LNCB | TAS | ST JOHN EXCHANGE | 27056
33 | Yes | GNOC | VIC | GLOBAL OPERATIONS CENTRE | 26430
34 | Yes | WIMG | VIC | WINDSOR EXCHANGE | 26579
35 | Yes | LONS | VIC | LONSDALE EXCHANGE | 26647
36 | Yes | EXHN | VIC | EXHIBITION EXCHANGE | 26657
37 | Yes | CLDC | VIC | CLAYTON MANAGED DATA CENTRE | 26616
38 | Yes | SMEL | VIC | SOUTH MELBOURNE EXCHANGE | 25922
39 | Yes | BEND | VIC | BENDIGO EXCHANGE | 25447
40 | Yes | BRMK | WA | BROOME EXCHANGE | 13119
41 | Yes | NWMN | WA | NEWMAN EXCHANGES | 13105
42 | Yes | CPPH | WA | PORT HEADLAND / COOKE POINT Cable Landing | 13083
43 | Yes | PIEZ | WA | PIER EXCHANGE | 13038
44 | Yes | WLTZ | WA | WELLINGTON EXCHANGE | 13085
45 | Yes | GAGZ | WA | GNANGARA COMMUNICATIONS CENTRE | 14129

## Sheet2 (hidden)
Activity ID | Platform Name | Product Name | Activity Description | Activity ID | TLA | Lead Time (days) | Change Window (Days) | Risk Level | Product Id | Criticality | Activity Comments | Is Project | Lead Time (hours) | Lead Time (minutes) | Legal | Security | EAS | E000 | Green Dot | Alarm Storm | External Notifications | CustomerAgreed | Interfaces | Interfaces (Product Name)
065 | AC Supply & Distribution Changes | Netpower Non P1 - Svc Interruption | Connection/Disconnection of Exchange loads. to/from Main Switchboards, Distribution Boards P1 Sites excl Pitt & Exhi | CORE_POW_000065 | POW | 1 | 14 | 4 | PDC000000265075 | Core |  | FALSE | 0 | 0 | FALSE | FALSE | FALSE | FALSE | FALSE | FALSE | FALSE | FALSE | False | False
255 | AC Supply & Distribution Changes | Netpower Non P1 - Svc Interruption | Connection/Disconnection of Exchange loads. to/from Main Switchboards, Distribution Boards Non P1 | NCOR_POW_000255 | POW | 4 | 14 | 4 | PDC000000265075 | Non Core |  | FALSE | 0 | 0 | FALSE | FALSE | FALSE | FALSE | FALSE | FALSE | FALSE | FALSE | False | False
043 | AC Supply & Distribution Changes | Netpower P1 | Maintenance of AC switchgear, e.g. Air Circuit Breakers etc. involving loss of AC supply to DC conversion equipment. Pitt & Exhi Data Centres | CORE_POW_000043 | POW | 5 | 14 | 4 | PDC000000265076 | Core |  | FALSE | 0 | 0 | FALSE | FALSE | FALSE | FALSE | FALSE | FALSE | FALSE | FALSE | False | False
042 | AC Supply & Distribution Changes | Netpower P1 | Maintenance of AC switchgear, e.g. Air Circuit Breakers etc. involving loss of AC supply to DC conversion equipment. P1 Sites excl Pitt & Exhi | CORE_POW_000042 | POW | 5 | 14 | 4 | PDC000000265076 | Core |  | FALSE | 0 | 0 | FALSE | FALSE | FALSE | FALSE | FALSE | FALSE | FALSE | FALSE | False | False
046 | AC Supply & Distribution Changes | Netpower P1 | Working on Main Switchboards (MSB) and Diesel C/O Cubicles where equipment is removed from service for replacement or repair. Pitt & Exhi (No Live Work Permitted) | CORE_POW_000046 | POW | 5 | 14 | 4 | PDC000000265076 | Core |  | FALSE | 0 | 0 | FALSE | FALSE | FALSE | FALSE | FALSE | FALSE | FALSE | FALSE | False | False
045 | AC Supply & Distribution Changes | Netpower P1 | Working on Main Switchboards (MSB) and Diesel C/O Cubicles where equipment is removed from service for replacement or repair. P1 Sites excl Pitt & Exhi (No Live Work Permitted) | CORE_POW_000045 | POW | 5 | 14 | 4 | PDC000000265076 | Core |  | FALSE | 0 | 0 | FALSE | FALSE | FALSE | FALSE | FALSE | FALSE | FALSE | FALSE | False | False
049 | AC Supply & Distribution Changes | Netpower P1 | Checking tightness of connections in isolated Main switchboards not supplying network critical equipment Pitt & Exhi Data Centres | CORE_POW_000049 | POW | 5 | 14 | 4 | PDC000000265076 | Core |  | FALSE | 0 | 0 | FALSE | FALSE | FALSE | FALSE | FALSE | FALSE | FALSE | FALSE | False | False
048 | AC Supply & Distribution Changes | Netpower P1 | Checking tightness of connections in isolated Main switchboards not supplying network critical equipment P1 Sites excl Pitt & Exhi | CORE_POW_000048 | POW | 5 | 14 | 4 | PDC000000265076 | Core |  | FALSE | 0 | 0 | FALSE | FALSE | FALSE | FALSE | FALSE | FALSE | FALSE | FALSE | False | False
053 | AC Supply & Distribution Changes | Netpower P1 | Connection to General Purpose power outlet which is connected to UPS Busway or distribution circuits P1 Sites excl Pitt & Exhi | CORE_POW_000053 | POW | 5 | 90 | 2 | PDC000000265076 | Core |  | FALSE | 0 | 0 | FALSE | FALSE | FALSE | FALSE | FALSE | FALSE | FALSE | FALSE | False | False
051 | AC Supply & Distribution Changes | Netpower P1 | Connection of take - off boxes and connections to UPS powered busway systems (under - floor or over - head). All P1 | CORE_POW_000051 | POW | 5 | 30 | 3 | PDC000000265076 | Core |  | FALSE | 0 | 0 | FALSE | FALSE | FALSE | FALSE | FALSE | FALSE | FALSE | FALSE | False | False
056 | AC Supply & Distribution Changes | Netpower P1 | Working on an Essential Distribution Board (DB) - that feeds Telepower/Comms equipment. I.e. UPS,SPS,MPS,LPS Pitt & Exhi Data Centres (No Live Work Permitted) | CORE_POW_000056 | POW | 5 | 14 | 4 | PDC000000265076 | Core |  | FALSE | 0 | 0 | FALSE | FALSE | FALSE | FALSE | FALSE | FALSE | FALSE | FALSE | False | False
055 | AC Supply & Distribution Changes | Netpower P1 | Working on an Essential Distribution Board (DB) - that feeds Telepower/Comms equipment. I.e. UPS,SPS,MPS,LPS P1 Sites excl Pitt & Exhi (No Live Work Permitted) | CORE_POW_000055 | POW | 5 | 14 | 4 | PDC000000265076 | Core |  | FALSE | 0 | 0 | FALSE | FALSE | FALSE | FALSE | FALSE | FALSE | FALSE | FALSE | False | False
060 | AC Supply & Distribution Changes | Netpower P1 | Working on Auto Transfer Switch (ATS) which feed Telepower equipment. P1 Sites excl Pitt & Exhi | CORE_POW_000060 | POW | 5 | 30 | 3 | PDC000000265076 | Core |  | FALSE | 0 | 0 | FALSE | FALSE | FALSE | FALSE | FALSE | FALSE | FALSE | FALSE | False | False
058 | AC Supply & Distribution Changes | Netpower P1 | Working on a Non - essential Distribution Board (DB) which does not feed network equipment e.g. General Lighting & Power All P1 sites (No Live Work Permitted) | CORE_POW_000058 | POW | 5 | 30 | 3 | PDC000000265076 | Core |  | FALSE | 0 | 0 | FALSE | FALSE | FALSE | FALSE | FALSE | FALSE | FALSE | FALSE | False | False
061 | AC Supply & Distribution Changes | Netpower P1 | Working on Auto Transfer Switch (ATS) which feed Telepower equipment. Pitt & Exhi Data Centres | CORE_POW_000061 | POW | 5 | 30 | 3 | PDC000000265076 | Core |  | FALSE | 0 | 0 | FALSE | FALSE | FALSE | FALSE | FALSE | FALSE | FALSE | FALSE | False | False
066 | AC Supply & Distribution Changes | Netpower P1 | Connection/Disconnection of Exchange loads. to/from Main Switchboards, Distribution Boards Pitt & Exhi Data Centres | CORE_POW_000066 | POW | 5 | 14 | 4 | PDC000000265076 | Core |  | FALSE | 0 | 0 | FALSE | FALSE | FALSE | FALSE | FALSE | FALSE | FALSE | FALSE | False | False
064 | AC Supply & Distribution Changes | Netpower P1 | Connection/Disconnection of Main Switchboards, Distribution boards. Boards to/from Supply. Exchange loads are isolated. All sites | CORE_POW_000064 | POW | 5 | 30 | 3 | PDC000000265076 | Core |  | FALSE | 0 | 0 | FALSE | FALSE | FALSE | FALSE | FALSE | FALSE | FALSE | FALSE | False | False
068 | AC Supply & Distribution Changes | Netpower P1 | Connection/Disconnection of UPS. UPS to/from Supply. Exchange loads are isolated. P1 Sites excl Pitt & Exhi | CORE_POW_000068 | POW | 5 | 14 | 4 | PDC000000265076 | Core |  | FALSE | 0 | 0 | FALSE | FALSE | FALSE | FALSE | FALSE | FALSE | FALSE | FALSE | False | False
067 | AC Supply & Distribution Changes | Netpower P1 | Placement/Removal of UPS. UPS are not live. All sites | CORE_POW_000067 | POW | 5 | 30 | 3 | PDC000000265076 | Core |  | FALSE | 0 | 0 | FALSE | FALSE | FALSE | FALSE | FALSE | FALSE | FALSE | FALSE | False | False
070 | AC Supply & Distribution Changes | Netpower P1 | Connection/Disconnection of Exchange loads to/from UPS. P1 Sites excl Pitt & Exhi | CORE_POW_000070 | POW | 15 | 5 | 5 | PDC000000265076 | Core |  | FALSE | 0 | 0 | FALSE | FALSE | FALSE | FALSE | FALSE | FALSE | FALSE | FALSE | False | False
069 | AC Supply & Distribution Changes | Netpower P1 | Connection/Disconnection of UPS. UPS to/from Supply. Exchange loads are isolated. Pitt & Exhi | CORE_POW_000069 | POW | 5 | 14 | 4 | PDC000000265076 | Core |  | FALSE | 0 | 0 | FALSE | FALSE | FALSE | FALSE | FALSE | FALSE | FALSE | FALSE | False | False
072 | AC Supply & Distribution Changes | Netpower P1 | Isolation of any more than the redundant portion of Rectifier supply i.e. when remaining capacity is no longer N+I or greater, but still able to supply all loads. P1 Sites excl Pitt & Exhi | CORE_POW_000072 | POW | 5 | 14 | 4 | PDC000000265076 | Core |  | FALSE | 0 | 0 | FALSE | FALSE | FALSE | FALSE | FALSE | FALSE | FALSE | FALSE | False | False
071 | AC Supply & Distribution Changes | Netpower P1 | Connection/Disconnection of Exchange loads to/from UPS. Pitt & Exhi Data Centres | CORE_POW_000071 | POW | 15 | 5 | 5 | PDC000000265076 | Core |  | FALSE | 0 | 0 | FALSE | FALSE | FALSE | FALSE | FALSE | FALSE | FALSE | FALSE | False | False
075 | AC Supply & Distribution Changes | Netpower P1 | Repair work involving removal of common control boards in IPSs. All P1 sites | CORE_POW_000075 | POW | 5 | 14 | 4 | PDC000000265076 | Core |  | FALSE | 0 | 0 | FALSE | FALSE | FALSE | FALSE | FALSE | FALSE | FALSE | FALSE | False | False
073 | AC Supply & Distribution Changes | Netpower P1 | Isolation of any more than the redundant portion of Rectifier supply i.e. when remaining capacity is no longer N+I or greater, but still able to supply all loads. Pitt & Exhi Data Centres | CORE_POW_000073 | POW | 5 | 14 | 4 | PDC000000265076 | Core |  | FALSE | 0 | 0 | FALSE | FALSE | FALSE | FALSE | FALSE | FALSE | FALSE | FALSE | False | False
040 | AC Supply & Distribution Changes | Netpower P1 | Planned interruption to Mains power Pitt & Exhi Data Centres | CORE_POW_000040 | POW | 15 | 14 | 4 | PDC000000265076 | Core |  | FALSE | 0 | 0 | FALSE | FALSE | FALSE | FALSE | FALSE | FALSE | FALSE | FALSE | False | False
039 | AC Supply & Distribution Changes | Netpower P1 | Planned interruption to Mains power P1 Sites excl Pitt & Exhi | CORE_POW_000039 | POW | 15 | 14 | 4 | PDC000000265076 | Core |  | FALSE | 0 | 0 | FALSE | FALSE | FALSE | FALSE | FALSE | FALSE | FALSE | FALSE | False | False
047 | AC Supply & Distribution Changes | Netpower Non P1 - No Svc Interruption | Working on Main Switchboards (MSB) and Diesel C/O Cubicles where equipment is removed from service for replacement or repair. Non P1 (No Live Work Permitted) | NCOR_POW_000047 | POW | 1 | 30 | 3 | PDC000000271890 | Non Core |  | FALSE | 0 | 0 | FALSE | FALSE | FALSE | FALSE | FALSE | FALSE | FALSE | FALSE | False | False
052 | AC Supply & Distribution Changes | Netpower Non P1 - No Svc Interruption | Connection of take - off boxes and connections to UPS powered busway systems (under - floor or over - head). Non P1 | NCOR_POW_000052 | POW | 1 | 90 | 2 | PDC000000271890 | Non Core |  | FALSE | 0 | 0 | FALSE | FALSE | FALSE | FALSE | FALSE | FALSE | FALSE | FALSE | False | False
041 | AC Supply & Distribution Changes | Netpower Non P1 - No Svc Interruption | Planned interruption to Mains power Non P1 site | NCOR_POW_000041 | POW | 1 | 30 | 3 | PDC000000271890 | Non Core |  | FALSE | 0 | 0 | FALSE | FALSE | FALSE | FALSE | FALSE | FALSE | FALSE | FALSE | False | False
057 | AC Supply & Distribution Changes | Netpower Non P1 - No Svc Interruption | Working on an Essential Distribution Board (DB) - that feeds Telepower/Comms equipment. I.e. UPS,SPS,MPS,LPS non P1 (No Live Work Permitted) | NCOR_POW_000057 | POW | 1 | 30 | 3 | PDC000000271890 | Non Core |  | FALSE | 0 | 0 | FALSE | FALSE | FALSE | FALSE | FALSE | FALSE | FALSE | FALSE | False | False
044 | AC Supply & Distribution Changes | Netpower Non P1 - No Svc Interruption | Maintenance of AC switchgear, e.g. Air Circuit Breakers etc. involving loss of AC supply to DC conversion equipment. Non P1 sites | NCOR_POW_000044 | POW | 1 | 14 | 4 | PDC000000271890 | Non Core |  | FALSE | 0 | 0 | FALSE | FALSE | FALSE | FALSE | FALSE | FALSE | FALSE | FALSE | False | False
062 | AC Supply & Distribution Changes | Netpower Non P1 - No Svc Interruption | Working on Auto Transfer Switch (ATS) which feed Telepower equipment. Non P1 | NCOR_POW_000062 | POW | 1 | 30 | 3 | PDC000000271890 | Non Core |  | FALSE | 0 | 0 | FALSE | FALSE | FALSE | FALSE | FALSE | FALSE | FALSE | FALSE | False | False
050 | AC Supply & Distribution Changes | Netpower Non P1 - No Svc Interruption | Checking tightness of connections in isolated Main switchboards not supplying network critical equipment Non P1 | NCOR_POW_000050 | POW | 1 | 14 | 4 | PDC000000271890 | Non Core |  | FALSE | 0 | 0 | FALSE | FALSE | FALSE | FALSE | FALSE | FALSE | FALSE | FALSE | False | False
076 | AC Supply & Distribution Changes | Netpower Non P1 - No Svc Interruption | Repair work involving removal of common control boards in IPSs. Non P1 sites | NCOR_POW_000076 | POW | 1 | 30 | 3 | PDC000000271890 | Non Core |  | FALSE | 0 | 0 | FALSE | FALSE | FALSE | FALSE | FALSE | FALSE | FALSE | FALSE | False | False
054 | AC Supply & Distribution Changes | Netpower Non P1 - No Svc Interruption | Connection to General Purpose power outlet which is connected to UPS Busway or distribution circuits Non P1 | NCOR_POW_000054 | POW | 1 | 90 | 2 | PDC000000271890 | Non Core |  | FALSE | 0 | 0 | FALSE | FALSE | FALSE | FALSE | FALSE | FALSE | FALSE | FALSE | False | False
074 | AC Supply & Distribution Changes | Netpower Non P1 - No Svc Interruption | Isolation of any more than the redundant portion of Rectifier supply i.e. when remaining capacity is no longer N+I or greater, but still able to supply all loads. Non P1 sites | NCOR_POW_000074 | POW | 1 | 30 | 3 | PDC000000271890 | Non Core |  | FALSE | 0 | 0 | FALSE | FALSE | FALSE | FALSE | FALSE | FALSE | FALSE | FALSE | False | False
256 | AC Supply & Distribution Changes | Netpower Non P1 - No Svc Interruption | Placement/Removal of Main Switchboards, Distribution boards. Boards are not live. Non P1 | NCOR_POW_000256 | POW | 5 | 30 | 3 | PDC000000271890 | Non Core |  | FALSE | 0 | 0 | FALSE | FALSE | FALSE | FALSE | FALSE | FALSE | FALSE | FALSE | False | False
059 | AC Supply & Distribution Changes | Netpower Non P1 - No Svc Interruption | Working on a Non - essential Distribution Board (DB) which does not feed network equipment e.g. General Lighting & Power Non P1 sites (No Live Work Permitted) | NCOR_POW_000059 | POW | 1 | 30 | 3 | PDC000000271890 | Non Core |  | FALSE | 0 | 0 | FALSE | FALSE | FALSE | FALSE | FALSE | FALSE | FALSE | FALSE | False | False
257 | AC Supply & Distribution Changes | Netpower Non P1 - No Svc Interruption | Connection/Disconnection of Main Switchboards, Distribution boards. Boards to/from Supply. Exchange loads are isolated. Non P1 | NCOR_POW_000257 | POW | 5 | 30 | 3 | PDC000000271890 | Non Core |  | FALSE | 0 | 0 | FALSE | FALSE | FALSE | FALSE | FALSE | FALSE | FALSE | FALSE | False | False
297 | AC Supply & Distribution Changes | Netpower Non P1 - No Svc Interruption | Works to allow EDI Grid Authority Meters to be installed (without outages) to NON P1 sites | NCOR_POW_000297 | POW | 1 | 90 | 3 | PDC000000271890 | Non Core |  | TRUE | 0 | 0 | FALSE | FALSE | FALSE | FALSE | FALSE | FALSE | FALSE | FALSE | False | False
259 | AC/DC Conversion Systems (Rectifiers, Power Systems, etc.) Changes | Netpower Non P1 - Svc Interruption | Connection/Disconnection of Exchange loads. to/from Main Switchboards, Distribution Boards P1 Sites excl Pitt & Exhi | CORE_POW_000259 | POW | 1 | 14 | 4 | PDC000000265075 | Core |  | FALSE | 0 | 0 | FALSE | FALSE | FALSE | FALSE | FALSE | FALSE | FALSE | FALSE | False | False
260 | AC/DC Conversion Systems (Rectifiers, Power Systems, etc.) Changes | Netpower Non P1 - Svc Interruption | Connection/Disconnection of Exchange loads. to/from Main Switchboards, Distribution Boards Non P1 | NCOR_POW_000260 | POW | 4 | 14 | 4 | PDC000000265075 | Non Core |  | FALSE | 0 | 0 | FALSE | FALSE | FALSE | FALSE | FALSE | FALSE | FALSE | FALSE | False | False
080 | AC/DC Conversion Systems (Rectifiers, Power Systems, etc.) Changes | Netpower P1 | Repair work involving removal of common control boards in IPSs. All P1 | CORE_POW_000080 | POW | 5 | 14 | 4 | PDC000000265076 | Core |  | FALSE | 0 | 0 | FALSE | FALSE | FALSE | FALSE | FALSE | FALSE | FALSE | FALSE | False | False
077 | AC/DC Conversion Systems (Rectifiers, Power Systems, etc.) Changes | Netpower P1 | Isolation of any more than the redundant portion of Rectifiers supply i.e. when remaining capacity is no longer N+I or greater, but still able to supply all loads. P1 Sites excl Pitt & Exhi | CORE_POW_000077 | POW | 5 | 14 | 4 | PDC000000265076 | Core |  | FALSE | 0 | 0 | FALSE | FALSE | FALSE | FALSE | FALSE | FALSE | FALSE | FALSE | False | False
083 | AC/DC Conversion Systems (Rectifiers, Power Systems, etc.) Changes | Netpower P1 | Isolation / removal of rectifiers such that remaining capacity is less than the load. Pitt & Exhi Data Centres | CORE_POW_000083 | POW | 5 | 14 | 4 | PDC000000265076 | Core |  | FALSE | 0 | 0 | FALSE | FALSE | FALSE | FALSE | FALSE | FALSE | FALSE | FALSE | False | False
088 | AC/DC Conversion Systems (Rectifiers, Power Systems, etc.) Changes | Netpower P1 | Isolation of Power System Units such that remaining capacity is still N+1 or greater. All P1 | CORE_POW_000088 | POW | 5 | 90 | 2 | PDC000000265076 | Core |  | FALSE | 0 | 0 | FALSE | FALSE | FALSE | FALSE | FALSE | FALSE | FALSE | FALSE | False | False
086 | AC/DC Conversion Systems (Rectifiers, Power Systems, etc.) Changes | Netpower P1 | Tonging/Thermal Scanning of AC Dist. boards involving operation of C/B, ATS or other electrical control devices or opening of Switchboards where it may impact the operation of protective devices or where live components are accessible. Pitt & Exhi Data Centres | CORE_POW_000086 | POW | 5 | 30 | 3 | PDC000000265076 | Core |  | FALSE | 0 | 0 | FALSE | FALSE | FALSE | FALSE | FALSE | FALSE | FALSE | FALSE | False | False
078 | AC/DC Conversion Systems (Rectifiers, Power Systems, etc.) Changes | Netpower P1 | Isolation of any more than the redundant portion of Rectifiers supply i.e. when remaining capacity is no longer N+I or greater, but still able to supply all loads. Pitt & Exhi Data Centres | CORE_POW_000078 | POW | 5 | 14 | 4 | PDC000000265076 | Core |  | FALSE | 0 | 0 | FALSE | FALSE | FALSE | FALSE | FALSE | FALSE | FALSE | FALSE | False | False
085 | AC/DC Conversion Systems (Rectifiers, Power Systems, etc.) Changes | Netpower P1 | Tonging/Thermal Scanning of AC Dist. boards involving operation of C/B, ATS or other electrical control devices or opening of Switchboards where it may impact the operation of protective devices or where live components are accessible. P1 Sites excl Pitt & Exhi | CORE_POW_000085 | POW | 5 | 30 | 3 | PDC000000265076 | Core |  | FALSE | 0 | 0 | FALSE | FALSE | FALSE | FALSE | FALSE | FALSE | FALSE | FALSE | False | False
082 | AC/DC Conversion Systems (Rectifiers, Power Systems, etc.) Changes | Netpower P1 | Isolation / removal of rectifiers such that remaining capacity is less than the load. P1 Sites excl Pitt & Exhi | CORE_POW_000082 | POW | 5 | 14 | 4 | PDC000000265076 | Core |  | FALSE | 0 | 0 | FALSE | FALSE | FALSE | FALSE | FALSE | FALSE | FALSE | FALSE | False | False
089 | AC/DC Conversion Systems (Rectifiers, Power Systems, etc.) Changes | Netpower Non P1 - No Svc Interruption | Isolation of Power System Units such that remaining capacity is still N+1 or greater. Non P1 | NCOR_POW_000089 | POW | 1 | 90 | 2 | PDC000000271890 | Non Core |  | FALSE | 0 | 0 | FALSE | FALSE | FALSE | FALSE | FALSE | FALSE | FALSE | FALSE | False | False
087 | AC/DC Conversion Systems (Rectifiers, Power Systems, etc.) Changes | Netpower Non P1 - No Svc Interruption | Tonging/Thermal Scanning of AC Dist. boards involving operation of C/B, ATS or other electrical control devices or opening of Switchboards where it may impact the operation of protective devices or where live components are accessible. Non P1 | NCOR_POW_000087 | POW | 1 | 30 | 3 | PDC000000271890 | Non Core |  | FALSE | 0 | 0 | FALSE | FALSE | FALSE | FALSE | FALSE | FALSE | FALSE | FALSE | False | False
084 | AC/DC Conversion Systems (Rectifiers, Power Systems, etc.) Changes | Netpower Non P1 - No Svc Interruption | Isolation / removal of rectifiers such that remaining capacity is less than the load. Non P1 | NCOR_POW_000084 | POW | 1 | 30 | 3 | PDC000000271890 | Non Core |  | FALSE | 0 | 0 | FALSE | FALSE | FALSE | FALSE | FALSE | FALSE | FALSE | FALSE | False | False
081 | AC/DC Conversion Systems (Rectifiers, Power Systems, etc.) Changes | Netpower Non P1 - No Svc Interruption | Repair work involving removal of common control boards in IPSs. Non P1 | NCOR_POW_000081 | POW | 1 | 30 | 3 | PDC000000271890 | Non Core |  | FALSE | 0 | 0 | FALSE | FALSE | FALSE | FALSE | FALSE | FALSE | FALSE | FALSE | False | False
079 | AC/DC Conversion Systems (Rectifiers, Power Systems, etc.) Changes | Netpower Non P1 - No Svc Interruption | Isolation of any more than the redundant portion of Rectifier supply i.e. when remaining capacity is no longer N+I or greater, but still able to supply all loads. Non P1 | NCOR_POW_000079 | POW | 1 | 30 | 3 | PDC000000271890 | Non Core |  | FALSE | 0 | 0 | FALSE | FALSE | FALSE | FALSE | FALSE | FALSE | FALSE | FALSE | False | False
261 | Air Conditioning Changes | Netpower Non P1 - Svc Interruption | Connection/Disconnection of Exchange loads. to/from Main Switchboards, Distribution Boards P1 Sites excl Pitt & Exhi | CORE_POW_000261 | POW | 1 | 14 | 4 | PDC000000265075 | Core |  | FALSE | 0 | 0 | FALSE | FALSE | FALSE | FALSE | FALSE | FALSE | FALSE | FALSE | False | False
262 | Air Conditioning Changes | Netpower Non P1 - Svc Interruption | Connection/Disconnection of Exchange loads. to/from Main Switchboards, Distribution Boards Non P1 | NCOR_POW_000262 | POW | 4 | 14 | 4 | PDC000000265075 | Non Core |  | FALSE | 0 | 0 | FALSE | FALSE | FALSE | FALSE | FALSE | FALSE | FALSE | FALSE | False | False
180 | Air Conditioning Changes | Netpower P1 | Any activity which disables a significant portion of Essential Air conditioning capacity. Could include removal or disconnection of the + 1 redundancy unit in an N+1 configuration. P1 Sites excl Pitt & Exhi | CORE_POW_000180 | POW | 5 | 14 | 4 | PDC000000265076 | Core |  | FALSE | 0 | 0 | FALSE | FALSE | FALSE | FALSE | FALSE | FALSE | FALSE | FALSE | False | False
183 | Air Conditioning Changes | Netpower P1 | Mechanical Services Board P1 Sites excl Pitt & Exhi | CORE_POW_000183 | POW | 5 | 14 | 4 | PDC000000265076 | Core |  | FALSE | 0 | 0 | FALSE | FALSE | FALSE | FALSE | FALSE | FALSE | FALSE | FALSE | False | False
181 | Air Conditioning Changes | Netpower P1 | Any activity which disables a significant portion of Essential Air conditioning capacity. Could include removal or disconnection of the + 1 redundancy unit in an N+1 configuration. Pitt & Exhi Data Centres | CORE_POW_000181 | POW | 5 | 14 | 4 | PDC000000265076 | Core |  | FALSE | 0 | 0 | FALSE | FALSE | FALSE | FALSE | FALSE | FALSE | FALSE | FALSE | False | False
185 | Air Conditioning Changes | Netpower P1 | Mechanical Services Board Non P1 sites | NCOR_POW_000185 | POW | 5 | 14 | 4 | PDC000000265076 | Non Core |  | FALSE | 0 | 0 | FALSE | FALSE | FALSE | FALSE | FALSE | FALSE | FALSE | FALSE | False | False
184 | Air Conditioning Changes | Netpower P1 | Mechanical Services Board Pitt & Exhi Data Centres | CORE_POW_000184 | POW | 5 | 14 | 4 | PDC000000265076 | Core |  | FALSE | 0 | 0 | FALSE | FALSE | FALSE | FALSE | FALSE | FALSE | FALSE | FALSE | False | False
188 | Air Conditioning Changes | Netpower P1 | Cooling Tower Cleaning All P1 sites | CORE_POW_000188 | POW | 5 | 30 | 3 | PDC000000265076 | Core |  | FALSE | 0 | 0 | FALSE | FALSE | FALSE | FALSE | FALSE | FALSE | FALSE | FALSE | False | False
186 | Air Conditioning Changes | Netpower P1 | Auto Transfer Switch - Air Conditioning All P1 sites | CORE_POW_000186 | POW | 5 | 30 | 3 | PDC000000265076 | Core |  | FALSE | 0 | 0 | FALSE | FALSE | FALSE | FALSE | FALSE | FALSE | FALSE | FALSE | False | False
192 | Air Conditioning Changes | Netpower P1 | Working on plant equipment - without standby capacity P1 Sites excl Pitt & Exhi | CORE_POW_000192 | POW | 5 | 14 | 4 | PDC000000265076 | Core |  | FALSE | 0 | 0 | FALSE | FALSE | FALSE | FALSE | FALSE | FALSE | FALSE | FALSE | False | False
190 | Air Conditioning Changes | Netpower P1 | Working on plant equipment - with standby capacity All P1 sites | CORE_POW_000190 | POW | 5 | 30 | 3 | PDC000000265076 | Core |  | FALSE | 0 | 0 | FALSE | FALSE | FALSE | FALSE | FALSE | FALSE | FALSE | FALSE | False | False
195 | Air Conditioning Changes | Netpower P1 | Placement/Removal of Air Conditioning units. Units are not providing cooling. All sites | CORE_POW_000195 | POW | 5 | 180 | 3 | PDC000000265076 | Core | Project Classified (Hazards team duration managed or enforced) | TRUE | 0 | 0 | FALSE | FALSE | FALSE | FALSE | FALSE | FALSE | FALSE | FALSE | False | False
193 | Air Conditioning Changes | Netpower P1 | Working on plant equipment - without standby capacity Pitt & Exhi Data Centres | CORE_POW_000193 | POW | 5 | 14 | 4 | PDC000000265076 | Core |  | FALSE | 0 | 0 | FALSE | FALSE | FALSE | FALSE | FALSE | FALSE | FALSE | FALSE | False | False
182 | Air Conditioning Changes | Netpower Non P1 - No Svc Interruption | Any activity which disables a significant portion of Essential Air conditioning capacity. Could include removal or disconnection of the + 1 redundancy unit in an N+1 configuration. Non P1 sites | NCOR_POW_000182 | POW | 1 | 30 | 3 | PDC000000271890 | Non Core |  | FALSE | 0 | 0 | FALSE | FALSE | FALSE | FALSE | FALSE | FALSE | FALSE | FALSE | False | False
189 | Air Conditioning Changes | Netpower Non P1 - No Svc Interruption | Cooling Tower Cleaning Non P1 sites | NCOR_POW_000189 | POW | 1 | 90 | 2 | PDC000000271890 | Non Core |  | FALSE | 0 | 0 | FALSE | FALSE | FALSE | FALSE | FALSE | FALSE | FALSE | FALSE | False | False
187 | Air Conditioning Changes | Netpower Non P1 - No Svc Interruption | Auto Transfer Switch - Air Conditioning Non P1 sites | NCOR_POW_000187 | POW | 1 | 30 | 3 | PDC000000271890 | Non Core |  | FALSE | 0 | 0 | FALSE | FALSE | FALSE | FALSE | FALSE | FALSE | FALSE | FALSE | False | False
194 | Air Conditioning Changes | Netpower Non P1 - No Svc Interruption | Working on plant equipment - without standby capacity Non P1 sites | NCOR_POW_000194 | POW | 1 | 14 | 4 | PDC000000271890 | Non Core |  | FALSE | 0 | 0 | FALSE | FALSE | FALSE | FALSE | FALSE | FALSE | FALSE | FALSE | False | False
254 | Air Conditioning Changes | Netpower Non P1 - No Svc Interruption | Placement/Removal of Air Conditioning units. Units are not providing cooling. Non P1 sites | NCOR_POW_000254 | POW | 1 | 180 | 3 | PDC000000271890 | Non Core | Project Classified (Hazard Team duration managed or enforced) | TRUE | 0 | 0 | FALSE | FALSE | FALSE | FALSE | FALSE | FALSE | FALSE | FALSE | False | False
191 | Air Conditioning Changes | Netpower Non P1 - No Svc Interruption | Working on plant equipment - with standby capacity Non P1 sites | NCOR_POW_000191 | POW | 1 | 30 | 3 | PDC000000271890 | Non Core |  | FALSE | 0 | 0 | FALSE | FALSE | FALSE | FALSE | FALSE | FALSE | FALSE | FALSE | False | False
263 | Alarms/Controls Changes | Netpower Non P1 - Svc Interruption | Connection/Disconnection of Exchange loads. to/from Main Switchboards, Distribution Boards P1 Sites excl Pitt & Exhi | CORE_POW_000263 | POW | 1 | 14 | 4 | PDC000000265075 | Core |  | FALSE | 0 | 0 | FALSE | FALSE | FALSE | FALSE | FALSE | FALSE | FALSE | FALSE | False | False
264 | Alarms/Controls Changes | Netpower Non P1 - Svc Interruption | Connection/Disconnection of Exchange loads. to/from Main Switchboards, Distribution Boards Non P1 | NCOR_POW_000264 | POW | 4 | 14 | 4 | PDC000000265075 | Non Core |  | FALSE | 0 | 0 | FALSE | FALSE | FALSE | FALSE | FALSE | FALSE | FALSE | FALSE | False | False
135 | Alarms/Controls Changes | Netpower P1 | Any work or remote controls where such controls may disable working plant e.g. Remote Reset for Emergency Power Plant. All P1 sites | CORE_POW_000135 | POW | 5 | 14 | 4 | PDC000000265076 | Core |  | FALSE | 0 | 0 | FALSE | FALSE | FALSE | FALSE | FALSE | FALSE | FALSE | FALSE | False | False
137 | Alarms/Controls Changes | Netpower P1 | Any work involving removal or disabling of alarms. All P1 sites | CORE_POW_000137 | POW | 5 | 90 | 2 | PDC000000265076 | Core |  | FALSE | 0 | 0 | FALSE | FALSE | FALSE | FALSE | FALSE | FALSE | FALSE | FALSE | False | False
136 | Alarms/Controls Changes | Netpower Non P1 - No Svc Interruption | Any work or remote controls where such controls may disable working plant e.g. Remote Reset for Emergency Power Plant. Non P1 sites | NCOR_POW_000136 | POW | 1 | 30 | 3 | PDC000000271890 | Non Core |  | FALSE | 0 | 0 | FALSE | FALSE | FALSE | FALSE | FALSE | FALSE | FALSE | FALSE | False | False
138 | Alarms/Controls Changes | Netpower Non P1 - No Svc Interruption | Any work involving removal or disabling of alarms. Non P1 sites | NCOR_POW_000138 | POW | 1 | 90 | 2 | PDC000000271890 | Non Core |  | FALSE | 0 | 0 | FALSE | FALSE | FALSE | FALSE | FALSE | FALSE | FALSE | FALSE | False | False
265 | Battery LCR Hazards Works (Mobile sites, P1 & NON P1 Sites) | Netpower Non P1 - Svc Interruption | Connection/Disconnection of Exchange loads. to/from Main Switchboards, Distribution Boards P1 Sites excl Pitt & Exhi | CORE_POW_000265 | POW | 1 | 14 | 4 | PDC000000265075 | Core |  | FALSE | 0 | 0 | FALSE | FALSE | FALSE | FALSE | FALSE | FALSE | FALSE | FALSE | False | False
266 | Battery LCR Hazards Works (Mobile sites, P1 & NON P1 Sites) | Netpower Non P1 - Svc Interruption | Connection/Disconnection of Exchange loads. to/from Main Switchboards, Distribution Boards Non P1 | NCOR_POW_000266 | POW | 4 | 14 | 4 | PDC000000265075 | Non Core |  | FALSE | 0 | 0 | FALSE | FALSE | FALSE | FALSE | FALSE | FALSE | FALSE | FALSE | False | False
243 | Battery LCR Hazards Works (Mobile sites, P1 & NON P1 Sites) | Netpower P1 | Battery LCR All P1 sites | CORE_POW_000243 | POW | 5 | 180 | 2 | PDC000000265076 | Core | (NO isolations or cutovers) Project Classified (Hazard Team duration managed or enforced) | TRUE | 0 | 0 | FALSE | FALSE | FALSE | FALSE | FALSE | FALSE | FALSE | FALSE | False | False
244 | Battery LCR Hazards Works (Mobile sites, P1 & NON P1 Sites) | Netpower P1 | Battery LCR Pitt & Exhi Data Centres | CORE_POW_000244 | POW | 5 | 180 | 2 | PDC000000265076 | Core | (NO isolations or cutovers) Project Classified (Hazard Team duration managed or enforced) | TRUE | 0 | 0 | FALSE | FALSE | FALSE | FALSE | FALSE | FALSE | FALSE | FALSE | False | False
245 | Battery LCR Hazards Works (Mobile sites, P1 & NON P1 Sites) | Netpower Non P1 - No Svc Interruption | Battery LCR NON P1 sites | NCOR_POW_000245 | POW | 1 | 180 | 2 | PDC000000271890 | Non Core | (NO isolations or cutovers) Project Classified (Hazard Team duration managed or enforced) | TRUE | 0 | 0 | FALSE | FALSE | FALSE | FALSE | FALSE | FALSE | FALSE | FALSE | False | False
267 | Battery Systems Changes | Netpower Non P1 - Svc Interruption | Connection/Disconnection of Exchange loads. to/from Main Switchboards, Distribution Boards P1 Sites excl Pitt & Exhi | CORE_POW_000267 | POW | 1 | 14 | 4 | PDC000000265075 | Core |  | FALSE | 0 | 0 | FALSE | FALSE | FALSE | FALSE | FALSE | FALSE | FALSE | FALSE | False | False
268 | Battery Systems Changes | Netpower Non P1 - Svc Interruption | Connection/Disconnection of Exchange loads. to/from Main Switchboards, Distribution Boards Non P1 | NCOR_POW_000268 | POW | 4 | 14 | 4 | PDC000000265075 | Non Core |  | FALSE | 0 | 0 | FALSE | FALSE | FALSE | FALSE | FALSE | FALSE | FALSE | FALSE | False | False
108 | Battery Systems Changes | Netpower P1 | Battery charging at single bank installations. All P1 sites | CORE_POW_000108 | POW | 5 | 30 | 3 | PDC000000265076 | Core |  | FALSE | 0 | 0 | FALSE | FALSE | FALSE | FALSE | FALSE | FALSE | FALSE | FALSE | False | False
104 | Battery Systems Changes | Netpower P1 | Battery Discharges - Short Term (Shallow) Discharges on site load. Note: This test is only considered hazardous if the Standby Battery installation has any known deficiencies that could adversely affect the performance of the network during the discharge. All P1 sites | CORE_POW_000104 | POW | 5 | 30 | 3 | PDC000000265076 | Core |  | FALSE | 0 | 0 | FALSE | FALSE | FALSE | FALSE | FALSE | FALSE | FALSE | FALSE | False | False
112 | Battery Systems Changes | Netpower P1 | Battery / Cell replacement at multiple bank installations. All P1 sites | CORE_POW_000112 | POW | 5 | 30 | 3 | PDC000000265076 | Core |  | FALSE | 0 | 0 | FALSE | FALSE | FALSE | FALSE | FALSE | FALSE | FALSE | FALSE | False | False
118 | Battery Systems Changes | Netpower P1 | Alarm check - isolation of battery fuse / CB (one bank only), at multiple bank installations. All P1 sites | CORE_POW_000118 | POW | 5 | 30 | 3 | PDC000000265076 | Core |  | FALSE | 0 | 0 | FALSE | FALSE | FALSE | FALSE | FALSE | FALSE | FALSE | FALSE | False | False
116 | Battery Systems Changes | Netpower P1 | Adjusting tension of bolted joints - battery isolated. All P1 sites | CORE_POW_000116 | POW | 5 | 30 | 3 | PDC000000265076 | Core |  | FALSE | 0 | 0 | FALSE | FALSE | FALSE | FALSE | FALSE | FALSE | FALSE | FALSE | False | False
106 | Battery Systems Changes | Netpower P1 | Battery / Cell replacement at single bank installations. All P1 sites | CORE_POW_000106 | POW | 5 | 30 | 3 | PDC000000265076 | Core |  | FALSE | 0 | 0 | FALSE | FALSE | FALSE | FALSE | FALSE | FALSE | FALSE | FALSE | False | False
114 | Battery Systems Changes | Netpower P1 | Battery charging at multiple bank installations. All P1 sites | CORE_POW_000114 | POW | 5 | 30 | 3 | PDC000000265076 | Core |  | FALSE | 0 | 0 | FALSE | FALSE | FALSE | FALSE | FALSE | FALSE | FALSE | FALSE | False | False
110 | Battery Systems Changes | Netpower P1 | Adjusting tension of bolted joints - single battery installation. All P1 sites | CORE_POW_000110 | POW | 5 | 30 | 3 | PDC000000265076 | Core |  | FALSE | 0 | 0 | FALSE | FALSE | FALSE | FALSE | FALSE | FALSE | FALSE | FALSE | False | False
111 | Battery Systems Changes | Netpower Non P1 - No Svc Interruption | Adjusting tension of bolted joints - single battery installation. Non P1 sites | NCOR_POW_000111 | POW | 1 | 30 | 3 | PDC000000271890 | Non Core |  | FALSE | 0 | 0 | FALSE | FALSE | FALSE | FALSE | FALSE | FALSE | FALSE | FALSE | False | False
107 | Battery Systems Changes | Netpower Non P1 - No Svc Interruption | Battery / Cell replacement at single bank installations. Non P1 sites | NCOR_POW_000107 | POW | 1 | 30 | 3 | PDC000000271890 | Non Core |  | FALSE | 0 | 0 | FALSE | FALSE | FALSE | FALSE | FALSE | FALSE | FALSE | FALSE | False | False
115 | Battery Systems Changes | Netpower Non P1 - No Svc Interruption | Battery charging at multiple bank installations. Non P1 sites | NCOR_POW_000115 | POW | 1 | 90 | 2 | PDC000000271890 | Non Core |  | FALSE | 0 | 0 | FALSE | FALSE | FALSE | FALSE | FALSE | FALSE | FALSE | FALSE | False | False
105 | Battery Systems Changes | Netpower Non P1 - No Svc Interruption | Battery Discharges - Short Term (Shallow) Discharges on site load. Note: This test is only considered hazardous if the Standby Battery installation has any known deficiencies that could adversely affect the performance of the network during the discharge. Non P1 sites | NCOR_POW_000105 | POW | 1 | 30 | 3 | PDC000000271890 | Non Core |  | FALSE | 0 | 0 | FALSE | FALSE | FALSE | FALSE | FALSE | FALSE | FALSE | FALSE | False | False
119 | Battery Systems Changes | Netpower Non P1 - No Svc Interruption | Alarm check - isolation of battery fuse / CB (one bank only), at multiple bank installations. Non P1 sites | NCOR_POW_000119 | POW | 1 | 90 | 2 | PDC000000271890 | Non Core |  | FALSE | 0 | 0 | FALSE | FALSE | FALSE | FALSE | FALSE | FALSE | FALSE | FALSE | False | False
109 | Battery Systems Changes | Netpower Non P1 - No Svc Interruption | Battery charging at single bank installations. Non P1 sites | NCOR_POW_000109 | POW | 1 | 30 | 3 | PDC000000271890 | Non Core |  | FALSE | 0 | 0 | FALSE | FALSE | FALSE | FALSE | FALSE | FALSE | FALSE | FALSE | False | False
117 | Battery Systems Changes | Netpower Non P1 - No Svc Interruption | Adjusting tension of bolted joints - battery isolated. Non P1 sites | NCOR_POW_000117 | POW | 1 | 90 | 2 | PDC000000271890 | Non Core |  | FALSE | 0 | 0 | FALSE | FALSE | FALSE | FALSE | FALSE | FALSE | FALSE | FALSE | False | False
113 | Battery Systems Changes | Netpower Non P1 - No Svc Interruption | Battery / Cell replacement at multiple bank installations. Non P1 sites | NCOR_POW_000113 | POW | 1 | 30 | 3 | PDC000000271890 | Non Core |  | FALSE | 0 | 0 | FALSE | FALSE | FALSE | FALSE | FALSE | FALSE | FALSE | FALSE | False | False
269 | Building & Environmental Changes | Netpower Non P1 - Svc Interruption | Connection/Disconnection of Exchange loads. to/from Main Switchboards, Distribution Boards P1 Sites excl Pitt & Exhi | CORE_POW_000269 | POW | 1 | 14 | 4 | PDC000000265075 | Core |  | FALSE | 0 | 0 | FALSE | FALSE | FALSE | FALSE | FALSE | FALSE | FALSE | FALSE | False | False
270 | Building & Environmental Changes | Netpower Non P1 - Svc Interruption | Connection/Disconnection of Exchange loads. to/from Main Switchboards, Distribution Boards Non P1 | NCOR_POW_000270 | POW | 4 | 14 | 4 | PDC000000265075 | Non Core |  | FALSE | 0 | 0 | FALSE | FALSE | FALSE | FALSE | FALSE | FALSE | FALSE | FALSE | False | False
177 | Building & Environmental Changes | Netpower P1 | Internal works construction All sites | CORE_POW_000177 | POW | 5 | 180 | 3 | PDC000000265076 | Core | Project Classified (Hazard Team duration managed or enforced) | TRUE | 0 | 0 | FALSE | FALSE | FALSE | FALSE | FALSE | FALSE | FALSE | FALSE | False | False
163 | Building & Environmental Changes | Netpower P1 | Internal building and site alterations/activities structural or other. All P1 sites | CORE_POW_000163 | POW | 5 | 180 | 3 | PDC000000265076 | Core | Project Classified (Hazard Team duration managed or enforced) | TRUE | 0 | 0 | FALSE | FALSE | FALSE | FALSE | FALSE | FALSE | FALSE | FALSE | False | False
161 | Building & Environmental Changes | Netpower P1 | All property, building and site alterations/activities structural or other. All P1 sites | CORE_POW_000161 | POW | 5 | 180 | 3 | PDC000000265076 | Core | Project Classified (Hazard Team duration managed or enforced) | TRUE | 0 | 0 | FALSE | FALSE | FALSE | FALSE | FALSE | FALSE | FALSE | FALSE | False | False
167 | Building & Environmental Changes | Netpower P1 | External building and site alterations/activities structural or other. All P1 sites | CORE_POW_000167 | POW | 5 | 180 | 3 | PDC000000265076 | Core | Project Classified (Hazard Team duration managed or enforced) | TRUE | 0 | 0 | FALSE | FALSE | FALSE | FALSE | FALSE | FALSE | FALSE | FALSE | False | False
165 | Building & Environmental Changes | Netpower P1 | Working under raised floor systems All P1 sites | CORE_POW_000165 | POW | 5 | 180 | 3 | PDC000000265076 | Core | Project Classified (Hazard Team duration managed or enforced) | TRUE | 0 | 0 | FALSE | FALSE | FALSE | FALSE | FALSE | FALSE | FALSE | FALSE | False | False
171 | Building & Environmental Changes | Netpower P1 | All Hot Work All P1 sites | CORE_POW_000171 | POW | 1 | 180 | 3 | PDC000000265076 | Core | Project Classified (Hazard Team duration managed or enforced) | TRUE | 0 | 0 | FALSE | FALSE | FALSE | FALSE | FALSE | FALSE | FALSE | FALSE | False | False
169 | Building & Environmental Changes | Netpower P1 | Dust Screen All P1 sites | CORE_POW_000169 | POW | 1 | 180 | 3 | PDC000000265076 | Core | Project Classified (Hazard Team duration managed or enforced) | TRUE | 0 | 0 | FALSE | FALSE | FALSE | FALSE | FALSE | FALSE | FALSE | FALSE | False | False
174 | Building & Environmental Changes | Netpower P1 | Works external to the building, including crane lifts All sites | CORE_POW_000174 | POW | 5 | 180 | 3 | PDC000000265076 | Core | Project Classified (Hazard Team duration managed or enforced) | TRUE | 0 | 0 | FALSE | FALSE | FALSE | FALSE | FALSE | FALSE | FALSE | FALSE | False | False
173 | Building & Environmental Changes | Netpower P1 | All asbestos related works All sites | CORE_POW_000173 | POW | 1 | 180 | 3 | PDC000000265076 | Core | Project Classified (Hazard Team duration managed or enforced) | TRUE | 0 | 0 | FALSE | FALSE | FALSE | FALSE | FALSE | FALSE | FALSE | FALSE | False | False
176 | Building & Environmental Changes | Netpower P1 | Internal works, demolition All sites | CORE_POW_000176 | POW | 5 | 180 | 3 | PDC000000265076 | Core | Project Classified (Hazard Team duration managed or enforced) | TRUE | 0 | 0 | FALSE | FALSE | FALSE | FALSE | FALSE | FALSE | FALSE | FALSE | False | False
175 | Building & Environmental Changes | Netpower P1 | Works on the building fabric All sites | CORE_POW_000175 | POW | 5 | 180 | 3 | PDC000000265076 | Core | Project Classified (Hazard Team duration managed or enforced) | TRUE | 0 | 0 | FALSE | FALSE | FALSE | FALSE | FALSE | FALSE | FALSE | FALSE | False | False
178 | Building & Environmental Changes | Netpower P1 | Works requiring Dust Permit or Hot Works Permit All P1 sites | CORE_POW_000178 | POW | 5 | 180 | 3 | PDC000000265076 | Core | Project Classified (Hazard Team duration managed or enforced) | TRUE | 0 | 0 | FALSE | FALSE | FALSE | FALSE | FALSE | FALSE | FALSE | FALSE | False | False
164 | Building & Environmental Changes | Netpower Non P1 - No Svc Interruption | Internal building and site alterations/activities structural or other. Non P1 sites | NCOR_POW_000164 | POW | 1 | 180 | 3 | PDC000000271890 | Non Core | Project Classified (Hazard Team duration managed or enforced) | TRUE | 0 | 0 | FALSE | FALSE | FALSE | FALSE | FALSE | FALSE | FALSE | FALSE | False | False
162 | Building & Environmental Changes | Netpower Non P1 - No Svc Interruption | All property, building and site alterations/activities structural or other. Non P1 sites | NCOR_POW_000162 | POW | 1 | 180 | 3 | PDC000000271890 | Non Core | Project Classified (Hazard Team duration managed or enforced) | TRUE | 0 | 0 | FALSE | FALSE | FALSE | FALSE | FALSE | FALSE | FALSE | FALSE | False | False
168 | Building & Environmental Changes | Netpower Non P1 - No Svc Interruption | External building and site alterations/activities structural or other. Non P1 sites | NCOR_POW_000168 | POW | 1 | 180 | 3 | PDC000000271890 | Non Core | Project Classified (Hazard Team duration managed or enforced) | TRUE | 0 | 0 | FALSE | FALSE | FALSE | FALSE | FALSE | FALSE | FALSE | FALSE | False | False
166 | Building & Environmental Changes | Netpower Non P1 - No Svc Interruption | Working under raised floor systems Non P1 sites | NCOR_POW_000166 | POW | 1 | 180 | 2 | PDC000000271890 | Non Core | Project Classified (Hazard Team duration managed or enforced) | TRUE | 0 | 0 | FALSE | FALSE | FALSE | FALSE | FALSE | FALSE | FALSE | FALSE | False | False
172 | Building & Environmental Changes | Netpower Non P1 - No Svc Interruption | All Hot Work Non P1 sites | NCOR_POW_000172 | POW | 1 | 180 | 3 | PDC000000271890 | Non Core | Project Classified (Hazard Team duration managed or enforced) | TRUE | 0 | 0 | FALSE | FALSE | FALSE | FALSE | FALSE | FALSE | FALSE | FALSE | False | False
170 | Building & Environmental Changes | Netpower Non P1 - No Svc Interruption | Dust Screen Non P1 sites | NCOR_POW_000170 | POW | 1 | 180 | 3 | PDC000000271890 | Non Core | Project Classified (Hazard Team duration managed or enforced) | TRUE | 0 | 0 | FALSE | FALSE | FALSE | FALSE | FALSE | FALSE | FALSE | FALSE | False | False
250 | Building & Environmental Changes | Netpower Non P1 - No Svc Interruption | All asbestos related works Non P1 sites | NCOR_POW_000250 | POW | 1 | 180 | 3 | PDC000000271890 | Non Core |  | TRUE | 0 | 0 | FALSE | FALSE | FALSE | FALSE | FALSE | FALSE | FALSE | FALSE | False | False
179 | Building & Environmental Changes | Netpower Non P1 - No Svc Interruption | Works requiring Dust Permit or Hot Works Permit Non P1 sites | NCOR_POW_000179 | POW | 1 | 180 | 3 | PDC000000271890 | Non Core | Project Classified (Hazard Team duration managed or enforced) | TRUE | 0 | 0 | FALSE | FALSE | FALSE | FALSE | FALSE | FALSE | FALSE | FALSE | False | False
271 | Busbar/Cable Changes | Netpower Non P1 - Svc Interruption | Connection/Disconnection of Exchange loads. to/from Main Switchboards, Distribution Boards P1 Sites excl Pitt & Exhi | CORE_POW_000271 | POW | 1 | 14 | 4 | PDC000000265075 | Core |  | FALSE | 0 | 0 | FALSE | FALSE | FALSE | FALSE | FALSE | FALSE | FALSE | FALSE | False | False
272 | Busbar/Cable Changes | Netpower Non P1 - Svc Interruption | Connection/Disconnection of Exchange loads. to/from Main Switchboards, Distribution Boards Non P1 | NCOR_POW_000272 | POW | 4 | 14 | 4 | PDC000000265075 | Non Core |  | FALSE | 0 | 0 | FALSE | FALSE | FALSE | FALSE | FALSE | FALSE | FALSE | FALSE | False | False
122 | Busbar/Cable Changes | Netpower P1 | Replacement of load ammeter shunt. All P1 sites | CORE_POW_000122 | POW | 5 | 14 | 4 | PDC000000265076 | Core |  | FALSE | 0 | 0 | FALSE | FALSE | FALSE | FALSE | FALSE | FALSE | FALSE | FALSE | False | False
120 | Busbar/Cable Changes | Netpower P1 | Checking for tightness of connections on busbars or distribution cabling. All P1 sites | CORE_POW_000120 | POW | 5 | 30 | 3 | PDC000000265076 | Core |  | FALSE | 0 | 0 | FALSE | FALSE | FALSE | FALSE | FALSE | FALSE | FALSE | FALSE | False | False
123 | Busbar/Cable Changes | Netpower P1 | Replacement of load ammeter shunt. Pitt & Exhi Data Centres | CORE_POW_000123 | POW | 5 | 14 | 4 | PDC000000265076 | Core |  | FALSE | 0 | 0 | FALSE | FALSE | FALSE | FALSE | FALSE | FALSE | FALSE | FALSE | False | False
121 | Busbar/Cable Changes | Netpower Non P1 - No Svc Interruption | Checking for tightness of connections on busbars or distribution cabling. Non P1 sites | NCOR_POW_000121 | POW | 1 | 30 | 3 | PDC000000271890 | Non Core |  | FALSE | 0 | 0 | FALSE | FALSE | FALSE | FALSE | FALSE | FALSE | FALSE | FALSE | False | False
124 | Busbar/Cable Changes | Netpower Non P1 - No Svc Interruption | Replacement of load ammeter shunt. Non P1 sites | NCOR_POW_000124 | POW | 1 | 30 | 3 | PDC000000271890 | Non Core |  | FALSE | 0 | 0 | FALSE | FALSE | FALSE | FALSE | FALSE | FALSE | FALSE | FALSE | False | False
273 | DC Supply & Installation Changes | Netpower Non P1 - Svc Interruption | Connection/Disconnection of Exchange loads. to/from Main Switchboards, Distribution Boards P1 Sites excl Pitt & Exhi | CORE_POW_000273 | POW | 1 | 14 | 4 | PDC000000265075 | Core |  | FALSE | 0 | 0 | FALSE | FALSE | FALSE | FALSE | FALSE | FALSE | FALSE | FALSE | False | False
274 | DC Supply & Installation Changes | Netpower Non P1 - Svc Interruption | Connection/Disconnection of Exchange loads. to/from Main Switchboards, Distribution Boards Non P1 | NCOR_POW_000274 | POW | 4 | 14 | 4 | PDC000000265075 | Non Core |  | FALSE | 0 | 0 | FALSE | FALSE | FALSE | FALSE | FALSE | FALSE | FALSE | FALSE | False | False
004 | DC Supply & Installation Changes | Netpower P1 | Placement/Removal of resistor shorting link of load carrying HOD distribution circuit P1 Sites excl Pitt & Exhi | CORE_POW_000004 | POW | 5 | 14 | 4 | PDC000000265076 | Core |  | FALSE | 0 | 0 | FALSE | FALSE | FALSE | FALSE | FALSE | FALSE | FALSE | FALSE | False | False
007 | DC Supply & Installation Changes | Netpower P1 | Connection/Disconnection (Cutover) of IPS, BBS, RPS, MRS, LPS,MPS,SPS etc. to live DC distribution bus/cabling P1 Sites excl Pitt & Exhi | CORE_POW_000007 | POW | 5 | 14 | 4 | PDC000000265076 | Core |  | FALSE | 0 | 0 | FALSE | FALSE | FALSE | FALSE | FALSE | FALSE | FALSE | FALSE | False | False
001 | DC Supply & Installation Changes | Netpower P1 | Placement/Removal of diode and/or diode shorting link in load carrying HOD P1 Sites excl Pitt & Exhi | CORE_POW_000001 | POW | 5 | 14 | 4 | PDC000000265076 | Core |  | FALSE | 0 | 0 | FALSE | FALSE | FALSE | FALSE | FALSE | FALSE | FALSE | FALSE | False | False
010 | DC Supply & Installation Changes | Netpower P1 | Connection/Disconnection of temporary DC load carrying supplies P1 Sites excl Pitt & Exhi | CORE_POW_000010 | POW | 5 | 14 | 4 | PDC000000265076 | Core |  | FALSE | 0 | 0 | FALSE | FALSE | FALSE | FALSE | FALSE | FALSE | FALSE | FALSE | False | False
002 | DC Supply & Installation Changes | Netpower P1 | Placement/Removal of diode and/or diode shorting link in load carrying HOD Pitt & Exhi Data Centres | CORE_POW_000002 | POW | 5 | 14 | 4 | PDC000000265076 | Core |  | FALSE | 0 | 0 | FALSE | FALSE | FALSE | FALSE | FALSE | FALSE | FALSE | FALSE | False | False
013 | DC Supply & Installation Changes | Netpower P1 | Connection/Disconnection of HOD cubicle or DC Distribution Panel to/from primary DC power P1Sites | CORE_POW_000013 | POW | 5 | 30 | 3 | PDC000000265076 | Core |  | FALSE | 0 | 0 | FALSE | FALSE | FALSE | FALSE | FALSE | FALSE | FALSE | FALSE | False | False
005 | DC Supply & Installation Changes | Netpower P1 | Placement/Removal of resistor shorting link of load carrying HOD distribution circuit Pitt & Exhi Data Centres | CORE_POW_000005 | POW | 5 | 14 | 4 | PDC000000265076 | Core |  | FALSE | 0 | 0 | FALSE | FALSE | FALSE | FALSE | FALSE | FALSE | FALSE | FALSE | False | False
016 | DC Supply & Installation Changes | Netpower P1 | Cutover of DC Loads to new power System P1 Sites excl Pitt & Exhi | CORE_POW_000016 | POW | 5 | 14 | 4 | PDC000000265076 | Core |  | FALSE | 0 | 0 | FALSE | FALSE | FALSE | FALSE | FALSE | FALSE | FALSE | FALSE | False | False
008 | DC Supply & Installation Changes | Netpower P1 | Connection/Disconnection (Cutover) of IPS, BBS, RPS, MRS, LPS,MPS,SPS etc. to live DC distribution bus/cabling Pitt & Exhi Data Centres | CORE_POW_000008 | POW | 5 | 14 | 4 | PDC000000265076 | Core |  | FALSE | 0 | 0 | FALSE | FALSE | FALSE | FALSE | FALSE | FALSE | FALSE | FALSE | False | False
019 | DC Supply & Installation Changes | Netpower P1 | Installing additional fuse/CB on primary DC distribution (e.g... Suite fuse or new DC Dist. cubicle) P1 Sites excl Pitt & Exhi | CORE_POW_000019 | POW | 5 | 14 | 4 | PDC000000265076 | Core |  | FALSE | 0 | 0 | FALSE | FALSE | FALSE | FALSE | FALSE | FALSE | FALSE | FALSE | False | False
011 | DC Supply & Installation Changes | Netpower P1 | Connection/Disconnection of temporary DC load carrying supplies Pitt & Exhi | CORE_POW_000011 | POW | 5 | 14 | 4 | PDC000000265076 | Core |  | FALSE | 0 | 0 | FALSE | FALSE | FALSE | FALSE | FALSE | FALSE | FALSE | FALSE | False | False
023 | DC Supply & Installation Changes | Netpower P1 | Disconnection, disabling or rearrangement of alarms or remote maintenance control links or terminals P1 sites | CORE_POW_000023 | POW | 5 | 30 | 3 | PDC000000265076 | Core |  | FALSE | 0 | 0 | FALSE | FALSE | FALSE | FALSE | FALSE | FALSE | FALSE | FALSE | False | False
014 | DC Supply & Installation Changes | Netpower P1 | Connection/Disconnection of HOD cubicle or DC Distribution Panel to/from primary DC power Pitt & Exhi | CORE_POW_000014 | POW | 5 | 30 | 3 | PDC000000265076 | Core |  | FALSE | 0 | 0 | FALSE | FALSE | FALSE | FALSE | FALSE | FALSE | FALSE | FALSE | False | False
026 | DC Supply & Installation Changes | Netpower P1 | Low OHMIC to High OHMIC conversion Pitt & Exhi Data Centres | CORE_POW_000026 | POW | 5 | 14 | 4 | PDC000000265076 | Core |  | FALSE | 0 | 0 | FALSE | FALSE | FALSE | FALSE | FALSE | FALSE | FALSE | FALSE | False | False
017 | DC Supply & Installation Changes | Netpower P1 | Cutover of DC Loads to new power System Pitt & Exhi Data Centres | CORE_POW_000017 | POW | 5 | 14 | 4 | PDC000000265076 | Core |  | FALSE | 0 | 0 | FALSE | FALSE | FALSE | FALSE | FALSE | FALSE | FALSE | FALSE | False | False
030 | DC Supply & Installation Changes | Netpower P1 | Insertion/Removal of plug - in DC connector of RPS/MRS rectifiers P1 sites | CORE_POW_000030 | POW | 5 | 30 | 3 | PDC000000265076 | Core |  | FALSE | 0 | 0 | FALSE | FALSE | FALSE | FALSE | FALSE | FALSE | FALSE | FALSE | False | False
021 | DC Supply & Installation Changes | Netpower P1 | Disconnection/Connection of battery from exchange load - single battery installation (cell replacement etc.) (Must connect temporary bank prior to disconnecting working bank) P1 Sites excl Pitt & Exhi | CORE_POW_000021 | POW | 5 | 30 | 3 | PDC000000265076 | Core |  | FALSE | 0 | 0 | FALSE | FALSE | FALSE | FALSE | FALSE | FALSE | FALSE | FALSE | False | False
034 | DC Supply & Installation Changes | Netpower P1 | Connection of New Equipment (secondary) feed to HOD/DC distribution output fuse/CB P1 Sites excl Pitt & Exhi | CORE_POW_000034 | POW | 5 | 30 | 3 | PDC000000265076 | Core |  | FALSE | 0 | 0 | FALSE | FALSE | FALSE | FALSE | FALSE | FALSE | FALSE | FALSE | False | False
025 | DC Supply & Installation Changes | Netpower P1 | Low OHMIC to High OHMIC conversion P1 Sites excl Pitt & Exhi | CORE_POW_000025 | POW | 5 | 14 | 4 | PDC000000265076 | Core |  | FALSE | 0 | 0 | FALSE | FALSE | FALSE | FALSE | FALSE | FALSE | FALSE | FALSE | False | False
037 | DC Supply & Installation Changes | Netpower P1 | Deep Discharge Testing. Isolating and Discharging Batteries on Temporary Load Bank, 1 string at a time. P1 Sites excl Pitt & Exhi | CORE_POW_000037 | POW | 5 | 30 | 3 | PDC000000265076 | Core |  | FALSE | 0 | 0 | FALSE | FALSE | FALSE | FALSE | FALSE | FALSE | FALSE | FALSE | False | False
028 | DC Supply & Installation Changes | Netpower P1 | Disconnection of existing HOD distribution (secondary) feed i.e. removal of fuse or isolation of CB. (working equipment must be dual fed or decommissioned) P1 Sites excl Pitt & Exhi | CORE_POW_000028 | POW | 5 | 30 | 3 | PDC000000265076 | Core |  | FALSE | 0 | 0 | FALSE | FALSE | FALSE | FALSE | FALSE | FALSE | FALSE | FALSE | False | False
036 | DC Supply & Installation Changes | Netpower P1 | Disconnection/Connection of battery from exchange load - multiple battery installation (cell replacement etc.) P1 Sites excl Pitt & Exhi | CORE_POW_000036 | POW | 5 | 30 | 3 | PDC000000265076 | Core |  | FALSE | 0 | 0 | FALSE | FALSE | FALSE | FALSE | FALSE | FALSE | FALSE | FALSE | False | False
032 | DC Supply & Installation Changes | Netpower P1 | Placement/Removal, (not DC connection) of rectifiers/racks (IPS, BBS, RPS, MRS etc.) P1 sites | CORE_POW_000032 | POW | 5 | 30 | 3 | PDC000000265076 | Core |  | FALSE | 0 | 0 | FALSE | FALSE | FALSE | FALSE | FALSE | FALSE | FALSE | FALSE | False | False
006 | DC Supply & Installation Changes | Netpower Non P1 - No Svc Interruption | Placement/Removal of resistor shorting link of load carrying HOD distribution circuit Non P1 | NCOR_POW_000006 | POW | 1 | 14 | 4 | PDC000000271890 | Non Core |  | FALSE | 0 | 0 | FALSE | FALSE | FALSE | FALSE | FALSE | FALSE | FALSE | FALSE | False | False
003 | DC Supply & Installation Changes | Netpower Non P1 - No Svc Interruption | Placement/Removal of diode and/or diode shorting link in load carrying HOD Non P1 | NCOR_POW_000003 | POW | 1 | 14 | 4 | PDC000000271890 | Non Core |  | FALSE | 0 | 0 | FALSE | FALSE | FALSE | FALSE | FALSE | FALSE | FALSE | FALSE | False | False
012 | DC Supply & Installation Changes | Netpower Non P1 - No Svc Interruption | Connection/Disconnection of temporary DC load carrying supplies Non P1 | NCOR_POW_000012 | POW | 1 | 30 | 3 | PDC000000271890 | Non Core |  | FALSE | 0 | 0 | FALSE | FALSE | FALSE | FALSE | FALSE | FALSE | FALSE | FALSE | False | False
009 | DC Supply & Installation Changes | Netpower Non P1 - No Svc Interruption | Connection/Disconnection (Cutover) of IPS, BBS, RPS, MRS, LPS,MPS,SPS etc. to live DC distribution bus/cabling Non P1 | NCOR_POW_000009 | POW | 1 | 30 | 3 | PDC000000271890 | Non Core |  | FALSE | 0 | 0 | FALSE | FALSE | FALSE | FALSE | FALSE | FALSE | FALSE | FALSE | False | False
018 | DC Supply & Installation Changes | Netpower Non P1 - No Svc Interruption | Cutover of DC Loads to new power System Non P1 | NCOR_POW_000018 | POW | 1 | 14 | 4 | PDC000000271890 | Non Core |  | FALSE | 0 | 0 | FALSE | FALSE | FALSE | FALSE | FALSE | FALSE | FALSE | FALSE | False | False
015 | DC Supply & Installation Changes | Netpower Non P1 - No Svc Interruption | Connection/Disconnection of HOD cubicle or DC Distribution Panel to/from primary DC power Non P1 sites | NCOR_POW_000015 | POW | 1 | 30 | 3 | PDC000000271890 | Non Core |  | FALSE | 0 | 0 | FALSE | FALSE | FALSE | FALSE | FALSE | FALSE | FALSE | FALSE | False | False
022 | DC Supply & Installation Changes | Netpower Non P1 - No Svc Interruption | Disconnection/Connection of battery from exchange load - single battery installation (cell replacement etc.) (Must connect temporary bank prior to disconnecting working bank) Non P1 sites | NCOR_POW_000022 | POW | 1 | 30 | 3 | PDC000000271890 | Non Core |  | FALSE | 0 | 0 | FALSE | FALSE | FALSE | FALSE | FALSE | FALSE | FALSE | FALSE | False | False
020 | DC Supply & Installation Changes | Netpower Non P1 - No Svc Interruption | Installing additional fuse/CB on primary DC distribution (e.g.. Suite fuse or new DC Dist. cubicle) Non P1 sites | NCOR_POW_000020 | POW | 1 | 30 | 3 | PDC000000271890 | Non Core |  | FALSE | 0 | 0 | FALSE | FALSE | FALSE | FALSE | FALSE | FALSE | FALSE | FALSE | False | False
027 | DC Supply & Installation Changes | Netpower Non P1 - No Svc Interruption | Low OHMIC to High OHMIC conversion Non P1 sites | NCOR_POW_000027 | POW | 1 | 30 | 3 | PDC000000271890 | Non Core |  | FALSE | 0 | 0 | FALSE | FALSE | FALSE | FALSE | FALSE | FALSE | FALSE | FALSE | False | False
024 | DC Supply & Installation Changes | Netpower Non P1 - No Svc Interruption | Disconnection, disabling or rearrangement of alarms or remote maintenance control links or terminals Non P1 sites | NCOR_POW_000024 | POW | 1 | 30 | 3 | PDC000000271890 | Non Core |  | FALSE | 0 | 0 | FALSE | FALSE | FALSE | FALSE | FALSE | FALSE | FALSE | FALSE | False | False
031 | DC Supply & Installation Changes | Netpower Non P1 - No Svc Interruption | Insertion/Removal of plug - in DC connector of RPS/MRS rectifiers Non P1 sites | NCOR_POW_000031 | POW | 1 | 30 | 3 | PDC000000271890 | Non Core |  | FALSE | 0 | 0 | FALSE | FALSE | FALSE | FALSE | FALSE | FALSE | FALSE | FALSE | False | False
029 | DC Supply & Installation Changes | Netpower Non P1 - No Svc Interruption | Disconnection of existing HOD distribution (secondary) feed i.e. removal of fuse or isolation of CB. (working equipment must be dual fed or decommissioned) Non P1 sites | NCOR_POW_000029 | POW | 1 | 30 | 3 | PDC000000271890 | Non Core |  | FALSE | 0 | 0 | FALSE | FALSE | FALSE | FALSE | FALSE | FALSE | FALSE | FALSE | False | False
035 | DC Supply & Installation Changes | Netpower Non P1 - No Svc Interruption | Connection of New Equipment (secondary) feed to HOD/DC distribution output fuse/CB Non P1 sites | NCOR_POW_000035 | POW | 1 | 30 | 3 | PDC000000271890 | Non Core |  | FALSE | 0 | 0 | FALSE | FALSE | FALSE | FALSE | FALSE | FALSE | FALSE | FALSE | False | False
033 | DC Supply & Installation Changes | Netpower Non P1 - No Svc Interruption | Placement/Removal, (not DC connection) of rectifiers/racks (IPS, BBS, RPS, MRS etc.) Non P1 sites | NCOR_POW_000033 | POW | 1 | 30 | 3 | PDC000000271890 | Non Core |  | FALSE | 0 | 0 | FALSE | FALSE | FALSE | FALSE | FALSE | FALSE | FALSE | FALSE | False | False
038 | DC Supply & Installation Changes | Netpower Non P1 - No Svc Interruption | Deep Discharge Testing. Isolating and Discharging Batteries on Temporary Load Bank, 1 string at a time. Non P1 sites | NCOR_POW_000038 | POW | 1 | 30 | 3 | PDC000000271890 | Non Core |  | FALSE | 0 | 0 | FALSE | FALSE | FALSE | FALSE | FALSE | FALSE | FALSE | FALSE | False | False
298 | EACS Site System Changes | Netpower P1 | Minor Maintenance and Project works on EACS security systems within NON P1 sites. | NCOR_POW_000298 | POW | 1 | 180 | 3 | PDC000000265076 | Non Core |  | TRUE | 0 | 0 | FALSE | FALSE | FALSE | FALSE | FALSE | FALSE | FALSE | FALSE | False | False
299 | EACS Site System Changes | Netpower Non P1 - No Svc Interruption | Minor Maintenance and Project works on EACS security systems within P1 sites. | NCOR_POW_000299 | POW | 1 | 180 | 3 | PDC000000271890 | Non Core |  | TRUE | 0 | 0 | FALSE | FALSE | FALSE | FALSE | FALSE | FALSE | FALSE | FALSE | False | False
275 | Emergency Power Plant (EPP) Changes | Netpower Non P1 - Svc Interruption | Connection/Disconnection of Exchange loads. to/from Main Switchboards, Distribution Boards P1 Sites excl Pitt & Exhi | CORE_POW_000275 | POW | 1 | 14 | 4 | PDC000000265075 | Core |  | FALSE | 0 | 0 | FALSE | FALSE | FALSE | FALSE | FALSE | FALSE | FALSE | FALSE | False | False
276 | Emergency Power Plant (EPP) Changes | Netpower Non P1 - Svc Interruption | Connection/Disconnection of Exchange loads. to/from Main Switchboards, Distribution Boards Non P1 | NCOR_POW_000276 | POW | 4 | 14 | 4 | PDC000000265075 | Non Core |  | FALSE | 0 | 0 | FALSE | FALSE | FALSE | FALSE | FALSE | FALSE | FALSE | FALSE | False | False
149 | Emergency Power Plant (EPP) Changes | Netpower P1 | Prolonged isolation of AC supply to starter / control battery charger. Pitt & Exhi Data Centres | CORE_POW_000149 | POW | 5 | 14 | 4 | PDC000000265076 | Core |  | FALSE | 0 | 0 | FALSE | FALSE | FALSE | FALSE | FALSE | FALSE | FALSE | FALSE | False | False
148 | Emergency Power Plant (EPP) Changes | Netpower P1 | Prolonged isolation of AC supply to starter / control battery charger. P1 sites excl Pitt & Exhi | CORE_POW_000148 | POW | 5 | 14 | 4 | PDC000000265076 | Core |  | FALSE | 0 | 0 | FALSE | FALSE | FALSE | FALSE | FALSE | FALSE | FALSE | FALSE | False | False
152 | Emergency Power Plant (EPP) Changes | Netpower P1 | Placement/Removal of EPP. EPP is not connected to Main Switchboard/s. Pitt & Exhi Data Centres | CORE_POW_000152 | POW | 5 | 14 | 4 | PDC000000265076 | Core |  | FALSE | 0 | 0 | FALSE | FALSE | FALSE | FALSE | FALSE | FALSE | FALSE | FALSE | False | False
151 | Emergency Power Plant (EPP) Changes | Netpower P1 | Placement/Removal of EPP. EPP is not connected to Main Switchboard/s. P1 sites excl Pitt & Exhi | CORE_POW_000151 | POW | 5 | 14 | 4 | PDC000000265076 | Core |  | FALSE | 0 | 0 | FALSE | FALSE | FALSE | FALSE | FALSE | FALSE | FALSE | FALSE | False | False
155 | Emergency Power Plant (EPP) Changes | Netpower P1 | Connection/Disconnection of EPP to Main Switchboard/s Pitt & Exhi Data Centres | CORE_POW_000155 | POW | 5 | 14 | 4 | PDC000000265076 | Core |  | FALSE | 0 | 0 | FALSE | FALSE | FALSE | FALSE | FALSE | FALSE | FALSE | FALSE | False | False
154 | Emergency Power Plant (EPP) Changes | Netpower P1 | Connection/Disconnection of EPP to Main Switchboard/s P1 Sites excl Pitt & Exhi | CORE_POW_000154 | POW | 5 | 14 | 4 | PDC000000265076 | Core |  | FALSE | 0 | 0 | FALSE | FALSE | FALSE | FALSE | FALSE | FALSE | FALSE | FALSE | False | False
157 | Emergency Power Plant (EPP) Changes | Netpower P1 | Replacement of starter / control battery or single cells. All P1 sites | CORE_POW_000157 | POW | 1 | 14 | 4 | PDC000000265076 | Core |  | FALSE | 0 | 0 | FALSE | FALSE | FALSE | FALSE | FALSE | FALSE | FALSE | FALSE | False | False
140 | Emergency Power Plant (EPP) Changes | Netpower P1 | Test stability of Rectifier Systems in conjunction with the Emergency Power Plant following any alteration, adjustment, or replacement. Pitt & Exhi Data Centres | CORE_POW_000140 | POW | 5 | 14 | 4 | PDC000000265076 | Core |  | FALSE | 0 | 0 | FALSE | FALSE | FALSE | FALSE | FALSE | FALSE | FALSE | FALSE | False | False
139 | Emergency Power Plant (EPP) Changes | Netpower P1 | Test stability of Rectifier Systems in conjunction with the Emergency Power Plant following any alteration, adjustment, or replacement. P1 sites excl Pitt & Exhi | CORE_POW_000139 | POW | 5 | 14 | 4 | PDC000000265076 | Core |  | FALSE | 0 | 0 | FALSE | FALSE | FALSE | FALSE | FALSE | FALSE | FALSE | FALSE | False | False
143 | Emergency Power Plant (EPP) Changes | Netpower P1 | Checking of Emergency Power Plant parameters such as overvoltage, over speed which involve maladjustment of settings Pitt & Exhi | CORE_POW_000143 | POW | 5 | 14 | 4 | PDC000000265076 | Core |  | FALSE | 0 | 0 | FALSE | FALSE | FALSE | FALSE | FALSE | FALSE | FALSE | FALSE | False | False
142 | Emergency Power Plant (EPP) Changes | Netpower P1 | Checking of Emergency Power Plant parameters such as overvoltage, over speed which involve maladjustment of settings P1 sites excl Pitt & Exhi | CORE_POW_000142 | POW | 5 | 14 | 4 | PDC000000265076 | Core |  | FALSE | 0 | 0 | FALSE | FALSE | FALSE | FALSE | FALSE | FALSE | FALSE | FALSE | False | False
146 | Emergency Power Plant (EPP) Changes | Netpower P1 | Prolonged isolation of starter / control battery. Pitt & Exhi Data Centres | CORE_POW_000146 | POW | 5 | 14 | 4 | PDC000000265076 | Core |  | FALSE | 0 | 0 | FALSE | FALSE | FALSE | FALSE | FALSE | FALSE | FALSE | FALSE | False | False
145 | Emergency Power Plant (EPP) Changes | Netpower P1 | Prolonged isolation of starter / control battery. P1 sites excl Pitt & Exhi | CORE_POW_000145 | POW | 5 | 14 | 4 | PDC000000265076 | Core |  | FALSE | 0 | 0 | FALSE | FALSE | FALSE | FALSE | FALSE | FALSE | FALSE | FALSE | False | False
141 | Emergency Power Plant (EPP) Changes | Netpower Non P1 - No Svc Interruption | Test stability of Rectifier Systems in conjunction with the Emergency Power Plant following any alteration, adjustment, or replacement. Non P1 sites | NCOR_POW_000141 | POW | 1 | 30 | 3 | PDC000000271890 | Non Core |  | FALSE | 0 | 0 | FALSE | FALSE | FALSE | FALSE | FALSE | FALSE | FALSE | FALSE | False | False
147 | Emergency Power Plant (EPP) Changes | Netpower Non P1 - No Svc Interruption | Prolonged isolation of starter / control battery. Non P1 sites | NCOR_POW_000147 | POW | 1 | 30 | 3 | PDC000000271890 | Non Core |  | FALSE | 0 | 0 | FALSE | FALSE | FALSE | FALSE | FALSE | FALSE | FALSE | FALSE | False | False
144 | Emergency Power Plant (EPP) Changes | Netpower Non P1 - No Svc Interruption | Checking of Emergency Power Plant parameters such as overvoltage, over speed which involve maladjustment of settings Non P1 sites | NCOR_POW_000144 | POW | 1 | 30 | 3 | PDC000000271890 | Non Core |  | FALSE | 0 | 0 | FALSE | FALSE | FALSE | FALSE | FALSE | FALSE | FALSE | FALSE | False | False
153 | Emergency Power Plant (EPP) Changes | Netpower Non P1 - No Svc Interruption | Placement/Removal of EPP. EPP is not connected to Main Switchboard/s. NON P1 Site | NCOR_POW_000153 | POW | 1 | 14 | 4 | PDC000000271890 | Non Core |  | FALSE | 0 | 0 | FALSE | FALSE | FALSE | FALSE | FALSE | FALSE | FALSE | FALSE | False | False
150 | Emergency Power Plant (EPP) Changes | Netpower Non P1 - No Svc Interruption | Prolonged isolation of AC supply to starter / control battery charger. Non P1 sites | NCOR_POW_000150 | POW | 1 | 30 | 3 | PDC000000271890 | Non Core |  | FALSE | 0 | 0 | FALSE | FALSE | FALSE | FALSE | FALSE | FALSE | FALSE | FALSE | False | False
158 | Emergency Power Plant (EPP) Changes | Netpower Non P1 - No Svc Interruption | Replacement of starter / control battery or single cells. Non P1 sites | NCOR_POW_000158 | POW | 1 | 14 | 4 | PDC000000271890 | Non Core |  | FALSE | 0 | 0 | FALSE | FALSE | FALSE | FALSE | FALSE | FALSE | FALSE | FALSE | False | False
156 | Emergency Power Plant (EPP) Changes | Netpower Non P1 - No Svc Interruption | Connection/Disconnection of EPP to Main Switchboard/s Non P1 sites | NCOR_POW_000156 | POW | 1 | 14 | 4 | PDC000000271890 | Non Core |  | FALSE | 0 | 0 | FALSE | FALSE | FALSE | FALSE | FALSE | FALSE | FALSE | FALSE | False | False
277 | EPP Servicing | Netpower Non P1 - Svc Interruption | Connection/Disconnection of Exchange loads. to/from Main Switchboards, Distribution Boards P1 Sites excl Pitt & Exhi | CORE_POW_000277 | POW | 1 | 14 | 4 | PDC000000265075 | Core |  | FALSE | 0 | 0 | FALSE | FALSE | FALSE | FALSE | FALSE | FALSE | FALSE | FALSE | False | False
278 | EPP Servicing | Netpower Non P1 - Svc Interruption | Connection/Disconnection of Exchange loads. to/from Main Switchboards, Distribution Boards Non P1 | NCOR_POW_000278 | POW | 4 | 14 | 4 | PDC000000265075 | Non Core |  | FALSE | 0 | 0 | FALSE | FALSE | FALSE | FALSE | FALSE | FALSE | FALSE | FALSE | False | False
159 | EPP Servicing | Netpower P1 | Servicing or Isolation of EPP | CORE_POW_000159 | POW | 1 | 14 | 4 | PDC000000265076 | Core |  | FALSE | 0 | 0 | FALSE | FALSE | FALSE | FALSE | FALSE | FALSE | FALSE | FALSE | False | False
258 | EPP Servicing | Netpower P1 | Long term Project isolation of EPP in a P1 where redundancy is in place | CORE_POW_000258 | POW | 1 | 180 | 3 | PDC000000265076 | Core |  | TRUE | 0 | 0 | FALSE | FALSE | FALSE | FALSE | FALSE | FALSE | FALSE | FALSE | False | False
160 | EPP Servicing | Netpower Non P1 - No Svc Interruption | Servicing or Isolation of EPP | NCOR_POW_000160 | POW | 1 | 14 | 4 | PDC000000271890 | Non Core |  | FALSE | 0 | 0 | FALSE | FALSE | FALSE | FALSE | FALSE | FALSE | FALSE | FALSE | False | False
279 | Fire Services Changes | Netpower Non P1 - Svc Interruption | Connection/Disconnection of Exchange loads. to/from Main Switchboards, Distribution Boards P1 Sites excl Pitt & Exhi | CORE_POW_000279 | POW | 1 | 14 | 4 | PDC000000265075 | Core |  | FALSE | 0 | 0 | FALSE | FALSE | FALSE | FALSE | FALSE | FALSE | FALSE | FALSE | False | False
280 | Fire Services Changes | Netpower Non P1 - Svc Interruption | Connection/Disconnection of Exchange loads. to/from Main Switchboards, Distribution Boards Non P1 | NCOR_POW_000280 | POW | 4 | 14 | 4 | PDC000000265075 | Non Core |  | FALSE | 0 | 0 | FALSE | FALSE | FALSE | FALSE | FALSE | FALSE | FALSE | FALSE | False | False
196 | Fire Services Changes | Netpower P1 | Wet System, Sprinkler All P1 sites | CORE_POW_000196 | POW | 5 | 30 | 3 | PDC000000265076 | Core |  | FALSE | 0 | 0 | FALSE | FALSE | FALSE | FALSE | FALSE | FALSE | FALSE | FALSE | False | False
200 | Fire Services Changes | Netpower P1 | Isolation of Fire Panel All sites | CORE_POW_000200 | POW | 5 | 30 | 3 | PDC000000265076 | Core |  | FALSE | 0 | 0 | FALSE | FALSE | FALSE | FALSE | FALSE | FALSE | FALSE | FALSE | False | False
198 | Fire Services Changes | Netpower P1 | Gas Suppression System All P1 sites | CORE_POW_000198 | POW | 5 | 30 | 3 | PDC000000265076 | Core |  | FALSE | 0 | 0 | FALSE | FALSE | FALSE | FALSE | FALSE | FALSE | FALSE | FALSE | False | False
199 | Fire Services Changes | Netpower Non P1 - No Svc Interruption | Gas Suppression System Non P1 sites | NCOR_POW_000199 | POW | 1 | 30 | 3 | PDC000000271890 | Non Core |  | FALSE | 0 | 0 | FALSE | FALSE | FALSE | FALSE | FALSE | FALSE | FALSE | FALSE | False | False
197 | Fire Services Changes | Netpower Non P1 - No Svc Interruption | Wet System, Sprinkler Non P1 sites | NCOR_POW_000197 | POW | 1 | 30 | 3 | PDC000000271890 | Non Core |  | FALSE | 0 | 0 | FALSE | FALSE | FALSE | FALSE | FALSE | FALSE | FALSE | FALSE | False | False
281 | High Ohmic Distribution (HOD) Changes | Netpower Non P1 - Svc Interruption | Connection/Disconnection of Exchange loads. to/from Main Switchboards, Distribution Boards P1 Sites excl Pitt & Exhi | CORE_POW_000281 | POW | 1 | 14 | 4 | PDC000000265075 | Core |  | FALSE | 0 | 0 | FALSE | FALSE | FALSE | FALSE | FALSE | FALSE | FALSE | FALSE | False | False
282 | High Ohmic Distribution (HOD) Changes | Netpower Non P1 - Svc Interruption | Connection/Disconnection of Exchange loads. to/from Main Switchboards, Distribution Boards Non P1 | NCOR_POW_000282 | POW | 4 | 14 | 4 | PDC000000265075 | Non Core |  | FALSE | 0 | 0 | FALSE | FALSE | FALSE | FALSE | FALSE | FALSE | FALSE | FALSE | False | False
131 | High Ohmic Distribution (HOD) Changes | Netpower P1 | Connection/Disconnection of dual fed equipment to HOD (secondary) feed output circuit breaker All P1 sites | CORE_POW_000131 | POW | 5 | 30 | 3 | PDC000000265076 | Core |  | FALSE | 0 | 0 | FALSE | FALSE | FALSE | FALSE | FALSE | FALSE | FALSE | FALSE | False | False
127 | High Ohmic Distribution (HOD) Changes | Netpower P1 | Replacement of alarm / control card. All P1 sites | CORE_POW_000127 | POW | 5 | 30 | 3 | PDC000000265076 | Core |  | FALSE | 0 | 0 | FALSE | FALSE | FALSE | FALSE | FALSE | FALSE | FALSE | FALSE | False | False
125 | High Ohmic Distribution (HOD) Changes | Netpower P1 | Replacement of contactor, capacitors or diode All P1 sites | CORE_POW_000125 | POW | 5 | 30 | 3 | PDC000000265076 | Core |  | FALSE | 0 | 0 | FALSE | FALSE | FALSE | FALSE | FALSE | FALSE | FALSE | FALSE | False | False
129 | High Ohmic Distribution (HOD) Changes | Netpower P1 | Charging or discharging the capacitor bank. All P1 sites | CORE_POW_000129 | POW | 5 | 90 | 2 | PDC000000265076 | Core |  | FALSE | 0 | 0 | FALSE | FALSE | FALSE | FALSE | FALSE | FALSE | FALSE | FALSE | False | False
130 | High Ohmic Distribution (HOD) Changes | Netpower Non P1 - No Svc Interruption | Charging or discharging the capacitor bank. Non P1 sites | NCOR_POW_000130 | POW | 1 | 90 | 2 | PDC000000271890 | Non Core |  | FALSE | 0 | 0 | FALSE | FALSE | FALSE | FALSE | FALSE | FALSE | FALSE | FALSE | False | False
132 | High Ohmic Distribution (HOD) Changes | Netpower Non P1 - No Svc Interruption | Connection/Disconnection of dual fed equipment to HOD (secondary) feed output circuit breaker Non P1 sites | NCOR_POW_000132 | POW | 1 | 30 | 3 | PDC000000271890 | Non Core |  | FALSE | 0 | 0 | FALSE | FALSE | FALSE | FALSE | FALSE | FALSE | FALSE | FALSE | False | False
126 | High Ohmic Distribution (HOD) Changes | Netpower Non P1 - No Svc Interruption | Replacement of contactor, capacitors or diode Non P1 sites | NCOR_POW_000126 | POW | 1 | 30 | 3 | PDC000000271890 | Non Core |  | FALSE | 0 | 0 | FALSE | FALSE | FALSE | FALSE | FALSE | FALSE | FALSE | FALSE | False | False
128 | High Ohmic Distribution (HOD) Changes | Netpower Non P1 - No Svc Interruption | Replacement of alarm / control card. Non P1 sites | NCOR_POW_000128 | POW | 1 | 30 | 3 | PDC000000271890 | Non Core |  | FALSE | 0 | 0 | FALSE | FALSE | FALSE | FALSE | FALSE | FALSE | FALSE | FALSE | False | False
283 | Mobiles Hazards Works (Due to Alarms & Site Access only) | Netpower Non P1 - Svc Interruption | Connection/Disconnection of Exchange loads. to/from Main Switchboards, Distribution Boards P1 Sites excl Pitt & Exhi | CORE_POW_000283 | POW | 1 | 14 | 4 | PDC000000265075 | Core |  | FALSE | 0 | 0 | FALSE | FALSE | FALSE | FALSE | FALSE | FALSE | FALSE | FALSE | False | False
284 | Mobiles Hazards Works (Due to Alarms & Site Access only) | Netpower Non P1 - Svc Interruption | Connection/Disconnection of Exchange loads. to/from Main Switchboards, Distribution Boards Non P1 | NCOR_POW_000284 | POW | 4 | 14 | 4 | PDC000000265075 | Non Core |  | FALSE | 0 | 0 | FALSE | FALSE | FALSE | FALSE | FALSE | FALSE | FALSE | FALSE | False | False
237 | Mobiles Hazards Works (Due to Alarms & Site Access only) | Netpower P1 | Mobile Works All P1 sites | CORE_POW_000237 | POW | 5 | 180 | 2 | PDC000000265076 | Core | These works are defined as Mobile works internal to Network Sites where alarms may be triggered or Site Access is required. All Mobile Group Activities must be documented under the Mobile Group’s specific CAD activity. with all mobile works within the Telstra networks are done under approved CMAT. Project Classified (Hazard Team duration managed or enforced) | TRUE | 0 | 0 | FALSE | FALSE | FALSE | FALSE | FALSE | FALSE | FALSE | FALSE | False | False
238 | Mobiles Hazards Works (Due to Alarms & Site Access only) | Netpower P1 | Mobile Works Pitt & Exhi Data Centres | CORE_POW_000238 | POW | 5 | 180 | 2 | PDC000000265076 | Core | These works are defined as Mobile works internal to Network Sites where alarms may be triggered or Site Access is required. All Mobile Group Activities must be documented under the Mobile Group’s specific CAD activity. with all mobile works within the Telstra networks are done under approved CMAT. Project Classified (Hazard Team duration managed or enforced) | TRUE | 0 | 0 | FALSE | FALSE | FALSE | FALSE | FALSE | FALSE | FALSE | FALSE | False | False
239 | Mobiles Hazards Works (Due to Alarms & Site Access only) | Netpower Non P1 - No Svc Interruption | Mobile Works NON P1 sites | NCOR_POW_000239 | POW | 1 | 180 | 2 | PDC000000271890 | Non Core | These works are defined as Mobile works internal to Network Sites where alarms may be triggered or Site Access is required. All Mobile Group Activities must be documented under the Mobile Group’s specific CAD activity. with all mobile works within the Telstra networks are done under approved CMAT. Project Classified (Hazard Team duration managed or enforced) | TRUE | 0 | 0 | FALSE | FALSE | FALSE | FALSE | FALSE | FALSE | FALSE | FALSE | False | False
285 | NBN Hazards Works | Netpower Non P1 - Svc Interruption | Connection/Disconnection of Exchange loads. to/from Main Switchboards, Distribution Boards P1 Sites excl Pitt & Exhi | CORE_POW_000285 | POW | 1 | 14 | 4 | PDC000000265075 | Core |  | FALSE | 0 | 0 | FALSE | FALSE | FALSE | FALSE | FALSE | FALSE | FALSE | FALSE | False | False
286 | NBN Hazards Works | Netpower Non P1 - Svc Interruption | Connection/Disconnection of Exchange loads. to/from Main Switchboards, Distribution Boards Non P1 | NCOR_POW_000286 | POW | 4 | 14 | 4 | PDC000000265075 | Non Core |  | FALSE | 0 | 0 | FALSE | FALSE | FALSE | FALSE | FALSE | FALSE | FALSE | FALSE | False | False
235 | NBN Hazards Works | Netpower P1 | NBN Works Pitt & Exhi Data Centres | CORE_POW_000235 | POW | 5 | 180 | 3 | PDC000000265076 | Core | These are defined as for NBN works performed by NBN Co on NBN Equipment. No Power works on Telstra Telepower Systems, building facilities or risers. Project Classified (Hazards team duration managed or enforced) | TRUE | 0 | 0 | FALSE | FALSE | FALSE | FALSE | FALSE | FALSE | FALSE | FALSE | False | False
234 | NBN Hazards Works | Netpower P1 | NBN Works All P1 sites | CORE_POW_000234 | POW | 5 | 180 | 3 | PDC000000265076 | Core | These are defined as for NBN works performed by NBN Co on NBN Equipment. No Power works on Telstra Telepower Systems, building facilities or risers. Project Classified (Hazards team duration managed or enforced) | TRUE | 0 | 0 | FALSE | FALSE | FALSE | FALSE | FALSE | FALSE | FALSE | FALSE | False | False
236 | NBN Hazards Works | Netpower Non P1 - No Svc Interruption | NBN Works NON P1 sites | NCOR_POW_000236 | POW | 1 | 180 | 3 | PDC000000271890 | Non Core | These are defined as for NBN works performed by NBN Co on NBN Equipment. No Power works on Telstra Telepower Systems, building facilities or risers. Project Classified (Hazards team duration managed or enforced) | TRUE | 0 | 0 | FALSE | FALSE | FALSE | FALSE | FALSE | FALSE | FALSE | FALSE | False | False
287 | Rack / Suite Construction Inc. H Frame & secondary power & caballing installation / recovery. | Netpower Non P1 - Svc Interruption | Connection/Disconnection of Exchange loads. to/from Main Switchboards, Distribution Boards P1 Sites excl Pitt & Exhi | CORE_POW_000287 | POW | 1 | 14 | 4 | PDC000000265075 | Core |  | FALSE | 0 | 0 | FALSE | FALSE | FALSE | FALSE | FALSE | FALSE | FALSE | FALSE | False | False
288 | Rack / Suite Construction Inc. H Frame & secondary power & caballing installation / recovery. | Netpower Non P1 - Svc Interruption | Connection/Disconnection of Exchange loads. to/from Main Switchboards, Distribution Boards Non P1 | NCOR_POW_000288 | POW | 4 | 14 | 4 | PDC000000265075 | Non Core |  | FALSE | 0 | 0 | FALSE | FALSE | FALSE | FALSE | FALSE | FALSE | FALSE | FALSE | False | False
247 | Rack / Suite Construction Inc. H Frame & secondary power & caballing installation / recovery. | Netpower P1 | Rack /suite Construction including H FRAME racks & Secondary power & caballing installation/ Recovery Pitt & Exhi Data Centres | CORE_POW_000247 | POW | 5 | 180 | 3 | PDC000000265076 | Core | (NO isolations or cutovers) Network equipment installation sign offs must be part of the equipment owners CAD. Project Classified (Hazard Team duration managed or enforced) | TRUE | 0 | 0 | FALSE | FALSE | FALSE | FALSE | FALSE | FALSE | FALSE | FALSE | False | False
246 | Rack / Suite Construction Inc. H Frame & secondary power & caballing installation / recovery. | Netpower P1 | Rack /suite Construction including H FRAME racks & Secondary power & caballing installation/ Recovery All P1 sites | CORE_POW_000246 | POW | 5 | 180 | 3 | PDC000000265076 | Core | (NO isolations or cutovers) Network equipment installation sign offs must be part of the equipment owners CAD. Project Classified (Hazard Team duration managed or enforced) | TRUE | 0 | 0 | FALSE | FALSE | FALSE | FALSE | FALSE | FALSE | FALSE | FALSE | False | False
248 | Rack / Suite Construction Inc. H Frame & secondary power & caballing installation / recovery. | Netpower Non P1 - No Svc Interruption | Rack /suite Construction including H FRAME racks & Secondary power & caballing installation/ Recovery NON P1 sites | NCOR_POW_000248 | POW | 1 | 180 | 3 | PDC000000271890 | Non Core | (NO isolations or cutovers) Network equipment installation sign offs must be part of the equipment owners CAD. Project Classified (Hazard Team duration managed or enforced) Project Classified (Hazard Team duration managed or enforced) | TRUE | 0 | 0 | FALSE | FALSE | FALSE | FALSE | FALSE | FALSE | FALSE | FALSE | False | False
289 | Solar Power Changes | Netpower Non P1 - Svc Interruption | Connection/Disconnection of Exchange loads. to/from Main Switchboards, Distribution Boards P1 Sites excl Pitt & Exhi | CORE_POW_000289 | POW | 1 | 14 | 4 | PDC000000265075 | Core |  | FALSE | 0 | 0 | FALSE | FALSE | FALSE | FALSE | FALSE | FALSE | FALSE | FALSE | False | False
290 | Solar Power Changes | Netpower Non P1 - Svc Interruption | Connection/Disconnection of Exchange loads. to/from Main Switchboards, Distribution Boards Non P1 | NCOR_POW_000290 | POW | 4 | 14 | 4 | PDC000000265075 | Non Core |  | FALSE | 0 | 0 | FALSE | FALSE | FALSE | FALSE | FALSE | FALSE | FALSE | FALSE | False | False
253 | Solar Power Changes | Netpower P1 | Solar Construction on racks & Secondary power & caballing installation testing and commissioning. All P1 sites | NCOR_POW_000253 | POW | 3 | 180 | 3 | PDC000000265076 | Non Core | Project Classified (Hazards team duration managed or enforced) | TRUE | 0 | 0 | FALSE | FALSE | FALSE | FALSE | FALSE | FALSE | FALSE | FALSE | False | False
133 | Solar Power Changes | Netpower P1 | Working on Solar Cubicles. E.g. It is hazardous working on the motherboard of certain Dunlite Cubicles where the load current is carried by tracks and components on the board. All P1 sites | CORE_POW_000133 | POW | 1 | 180 | 3 | PDC000000265076 | Core | Project Classified (Hazards team duration managed or enforced) | TRUE | 0 | 0 | FALSE | FALSE | FALSE | FALSE | FALSE | FALSE | FALSE | FALSE | False | False
134 | Solar Power Changes | Netpower P1 | Checking for tightness of connections All P1 sites | CORE_POW_000134 | POW | 3 | 180 | 3 | PDC000000265076 | Core | Project Classified (Hazards team duration managed or enforced) | TRUE | 0 | 0 | FALSE | FALSE | FALSE | FALSE | FALSE | FALSE | FALSE | FALSE | False | False
251 | Solar Power Changes | Netpower Non P1 - No Svc Interruption | Checking for tightness of connections Non P1 sites | NCOR_POW_000251 | POW | 3 | 180 | 3 | PDC000000271890 | Non Core | Project Classified (Hazards team duration managed or enforced) | TRUE | 0 | 0 | FALSE | FALSE | FALSE | FALSE | FALSE | FALSE | FALSE | FALSE | False | False
252 | Solar Power Changes | Netpower Non P1 - No Svc Interruption | Solar Construction on racks & Secondary power & caballing installation testing and commissioning. Non P1 sites | NCOR_POW_000252 | POW | 3 | 180 | 3 | PDC000000271890 | Non Core | Project Classified (Hazards team duration managed or enforced) | TRUE | 0 | 0 | FALSE | FALSE | FALSE | FALSE | FALSE | FALSE | FALSE | FALSE | False | False
249 | Solar Power Changes | Netpower Non P1 - No Svc Interruption | Working on Solar Cubicles. E.g. It is hazardous working on the motherboard of certain Dunlite Cubicles where the load current is carried by tracks and components on the board. Non P1 sites | NCOR_POW_000249 | POW | 1 | 180 | 3 | PDC000000271890 | Non Core | Project Classified (Hazards team duration managed or enforced) | TRUE | 0 | 0 | FALSE | FALSE | FALSE | FALSE | FALSE | FALSE | FALSE | FALSE | False | False
291 | Teba Hazards Works | Netpower Non P1 - Svc Interruption | Connection/Disconnection of Exchange loads. to/from Main Switchboards, Distribution Boards P1 Sites excl Pitt & Exhi | CORE_POW_000291 | POW | 1 | 14 | 4 | PDC000000265075 | Core |  | FALSE | 0 | 0 | FALSE | FALSE | FALSE | FALSE | FALSE | FALSE | FALSE | FALSE | False | False
292 | Teba Hazards Works | Netpower Non P1 - Svc Interruption | Connection/Disconnection of Exchange loads. to/from Main Switchboards, Distribution Boards Non P1 | NCOR_POW_000292 | POW | 4 | 14 | 4 | PDC000000265075 | Non Core |  | FALSE | 0 | 0 | FALSE | FALSE | FALSE | FALSE | FALSE | FALSE | FALSE | FALSE | False | False
241 | Teba Hazards Works | Netpower P1 | Teba Works Pitt & Exhi Data Centres | CORE_POW_000241 | POW | 5 | 180 | 2 | PDC000000265076 | Core | Network equipment installation sign offs must be part of the equipment owners CAD. Project Classified (Hazard Team duration managed or enforced) | TRUE | 0 | 0 | FALSE | FALSE | FALSE | FALSE | FALSE | FALSE | FALSE | FALSE | False | False
240 | Teba Hazards Works | Netpower P1 | Teba Works All P1 sites | CORE_POW_000240 | POW | 5 | 180 | 2 | PDC000000265076 | Core | Network equipment installation sign offs must be part of the equipment owners CAD. Project Classified (Hazard Team duration managed or enforced) | TRUE | 0 | 0 | FALSE | FALSE | FALSE | FALSE | FALSE | FALSE | FALSE | FALSE | False | False
242 | Teba Hazards Works | Netpower Non P1 - No Svc Interruption | Teba Works NON P1 sites | NCOR_POW_000242 | POW | 1 | 180 | 2 | PDC000000271890 | Non Core | Network equipment installation sign offs must be part of the equipment owners CAD. Project Classified (Hazard Team duration managed or enforced) | TRUE | 0 | 0 | FALSE | FALSE | FALSE | FALSE | FALSE | FALSE | FALSE | FALSE | False | False
293 | Telepower Power Routines | Netpower Non P1 - Svc Interruption | Connection/Disconnection of Exchange loads. to/from Main Switchboards, Distribution Boards P1 Sites excl Pitt & Exhi | CORE_POW_000293 | POW | 1 | 14 | 4 | PDC000000265075 | Core |  | FALSE | 0 | 0 | FALSE | FALSE | FALSE | FALSE | FALSE | FALSE | FALSE | FALSE | False | False
294 | Telepower Power Routines | Netpower Non P1 - Svc Interruption | Connection/Disconnection of Exchange loads. to/from Main Switchboards, Distribution Boards Non P1 | NCOR_POW_000294 | POW | 4 | 14 | 4 | PDC000000265075 | Non Core |  | FALSE | 0 | 0 | FALSE | FALSE | FALSE | FALSE | FALSE | FALSE | FALSE | FALSE | False | False
203 | Telepower Power Routines | Netpower P1 | Emergency Power Plant (EPP) - P1 Sites excl Pitt & Exhi - Quarterly | CORE_POW_000203 | POW | 3 | 14 | 4 | PDC000000265076 | Core | These are defined as maintenance activity changes to allow routine testing of critical power infrastructure to ensure reliability of the Network. | FALSE | 0 | 0 | FALSE | FALSE | FALSE | FALSE | FALSE | FALSE | FALSE | FALSE | False | False
206 | Telepower Power Routines | Netpower P1 | Mobile Emergency Power Plant (MEPP) - All P1 sites - Quarterly | CORE_POW_000206 | POW | 1 | 90 | 2 | PDC000000265076 | Core | These are defined as maintenance activity changes to allow routine testing of critical power infrastructure to ensure reliability of the Network. | FALSE | 0 | 0 | FALSE | FALSE | FALSE | FALSE | FALSE | FALSE | FALSE | FALSE | False | False
201 | Telepower Power Routines | Netpower P1 | Emergency Power Plant (EPP) - P1 sites only - Monthly | CORE_POW_000201 | POW | 3 | 14 | 4 | PDC000000265076 | Core | These are defined as maintenance activity changes to allow routine testing of critical power infrastructure to ensure reliability of the Network. | FALSE | 0 | 0 | FALSE | FALSE | FALSE | FALSE | FALSE | FALSE | FALSE | FALSE | False | False
209 | Telepower Power Routines | Netpower P1 | Batteries (Lead Acid Flooded / Lead Acid Valve Regulated) - All P1 sites - Six Monthly | CORE_POW_000209 | POW | 5 | 90 | 2 | PDC000000265076 | Core | These are defined as maintenance activity changes to allow routine testing of critical power infrastructure to ensure reliability of the Network. | FALSE | 0 | 0 | FALSE | FALSE | FALSE | FALSE | FALSE | FALSE | FALSE | FALSE | False | False
202 | Telepower Power Routines | Netpower P1 | Emergency Power Plant (EPP) - Pitt & Exhi Data Centres - Monthly | CORE_POW_000202 | POW | 3 | 14 | 4 | PDC000000265076 | Core | These are defined as maintenance activity changes to allow routine testing of critical power infrastructure to ensure reliability of the Network. | FALSE | 0 | 0 | FALSE | FALSE | FALSE | FALSE | FALSE | FALSE | FALSE | FALSE | False | False
214 | Telepower Power Routines | Netpower P1 | D.C. Distribution / HOD / LOD - All P1 sites - Yearly | CORE_POW_000214 | POW | 5 | 90 | 2 | PDC000000265076 | Core | These are defined as maintenance activity changes to allow routine testing of critical power infrastructure to ensure reliability of the Network. | FALSE | 0 | 0 | FALSE | FALSE | FALSE | FALSE | FALSE | FALSE | FALSE | FALSE | False | False
204 | Telepower Power Routines | Netpower P1 | Emergency Power Plant (EPP) - Pitt & Exhi Data Centres - Quarterly | CORE_POW_000204 | POW | 3 | 14 | 4 | PDC000000265076 | Core | These are defined as maintenance activity changes to allow routine testing of critical power infrastructure to ensure reliability of the Network. | FALSE | 0 | 0 | FALSE | FALSE | FALSE | FALSE | FALSE | FALSE | FALSE | FALSE | False | False
218 | Telepower Power Routines | Netpower P1 | NiCad Flooded Battery (EPP Starter) - All P1 sites - Yearly | CORE_POW_000218 | POW | 5 | 90 | 2 | PDC000000265076 | Core | These are defined as maintenance activity changes to allow routine testing of critical power infrastructure to ensure reliability of the Network. | FALSE | 0 | 0 | FALSE | FALSE | FALSE | FALSE | FALSE | FALSE | FALSE | FALSE | False | False
207 | Telepower Power Routines | Netpower P1 | NiCad Flooded Battery (EPP Starter) - All P1 sites - Quarterly | CORE_POW_000207 | POW | 5 | 90 | 2 | PDC000000265076 | Core | These are defined as maintenance activity changes to allow routine testing of critical power infrastructure to ensure reliability of the Network. | FALSE | 0 | 0 | FALSE | FALSE | FALSE | FALSE | FALSE | FALSE | FALSE | FALSE | False | False
222 | Telepower Power Routines | Netpower P1 | Distributed Power (DPU) NOTE: If single plane must be conducted in MW (A class hazard). If dual plane can be done in B/Hs - All P1 sites - Yearly | CORE_POW_000222 | POW | 5 | 14 | 4 | PDC000000265076 | Core | These are defined as maintenance activity changes to allow routine testing of critical power infrastructure to ensure reliability of the Network. | FALSE | 0 | 0 | FALSE | FALSE | FALSE | FALSE | FALSE | FALSE | FALSE | FALSE | False | False
211 | Telepower Power Routines | Netpower P1 | Emergency Power Plant (EPP) - All P1 sites - Yearly | CORE_POW_000211 | POW | 5 | 90 | 2 | PDC000000265076 | Core | These are defined as maintenance activity changes to allow routine testing of critical power infrastructure to ensure reliability of the Network. | FALSE | 0 | 0 | FALSE | FALSE | FALSE | FALSE | FALSE | FALSE | FALSE | FALSE | False | False
227 | Telepower Power Routines | Netpower P1 | Demand Side Response A planned event where EPPstake the load from the electricity grid at the request of a power agency. Applies to pre - approved sites only. - All P1 sites - Special Request | CORE_POW_000227 | POW | 5 | 14 | 4 | PDC000000265076 | Core | These are defined as maintenance activity changes to allow routine testing of critical power infrastructure to ensure reliability of the Network. | FALSE | 0 | 0 | FALSE | FALSE | FALSE | FALSE | FALSE | FALSE | FALSE | FALSE | False | False
216 | Telepower Power Routines | Netpower P1 | Batteries (Lead Acid Flooded / Lead Acid Valve Regulated) - All P1 sites - Yearly | CORE_POW_000216 | POW | 5 | 90 | 2 | PDC000000265076 | Core | These are defined as maintenance activity changes to allow routine testing of critical power infrastructure to ensure reliability of the Network. | FALSE | 0 | 0 | FALSE | FALSE | FALSE | FALSE | FALSE | FALSE | FALSE | FALSE | False | False
225 | Telepower Power Routines | Netpower P1 | Short Term Discharge Test. NOTE: If dual plane can be performed in business hours - All P1 sites - Yearly | CORE_POW_000225 | POW | 5 | 14 | 4 | PDC000000265076 | Core | These are defined as maintenance activity changes to allow routine testing of critical power infrastructure to ensure reliability of the Network. | FALSE | 0 | 0 | FALSE | FALSE | FALSE | FALSE | FALSE | FALSE | FALSE | FALSE | False | False
220 | Telepower Power Routines | Netpower P1 | DC Power Systems (LPS / MPS / SPS / RPS / IPS / MRS) NOTE: If single plane must be conducted in MW (A class hazard). If dual plane can be done in B/Hs - All P1 sites - Yearly | CORE_POW_000220 | POW | 5 | 14 | 4 | PDC000000265076 | Core | These are defined as maintenance activity changes to allow routine testing of critical power infrastructure to ensure reliability of the Network. | FALSE | 0 | 0 | FALSE | FALSE | FALSE | FALSE | FALSE | FALSE | FALSE | FALSE | False | False
219 | Telepower Power Routines | Netpower Non P1 - No Svc Interruption | NiCad Flooded Battery (EPP Starter) - Non P1 sites - Yearly | NCOR_POW_000219 | POW | 1 | 90 | 2 | PDC000000271890 | Non Core | These are defined as maintenance activity changes to allow routine testing of critical power infrastructure to ensure reliability of the Network. | FALSE | 0 | 0 | FALSE | FALSE | FALSE | FALSE | FALSE | FALSE | FALSE | FALSE | False | False
215 | Telepower Power Routines | Netpower Non P1 - No Svc Interruption | D.C. Distribution / HOD / LOD - Non P1 sites - Yearly | NCOR_POW_000215 | POW | 1 | 90 | 2 | PDC000000271890 | Non Core | These are defined as maintenance activity changes to allow routine testing of critical power infrastructure to ensure reliability of the Network. | FALSE | 0 | 0 | FALSE | FALSE | FALSE | FALSE | FALSE | FALSE | FALSE | FALSE | False | False
223 | Telepower Power Routines | Netpower Non P1 - No Svc Interruption | Distributed Power (DPU) NOTE: If single plane must be conducted in MW (A class hazard). If dual plane can be done in B/Hs - Non P1 sites - Yearly | NCOR_POW_000223 | POW | 1 | 90 | 2 | PDC000000271890 | Non Core | These are defined as maintenance activity changes to allow routine testing of critical power infrastructure to ensure reliability of the Network. | FALSE | 0 | 0 | FALSE | FALSE | FALSE | FALSE | FALSE | FALSE | FALSE | FALSE | False | False
213 | Telepower Power Routines | Netpower Non P1 - No Svc Interruption | Mobile Emergency Power Plant (MEPP) - Non P1 sites - Yearly | NCOR_POW_000213 | POW | 1 | 90 | 2 | PDC000000271890 | Non Core | These are defined as maintenance activity changes to allow routine testing of critical power infrastructure to ensure reliability of the Network. | FALSE | 0 | 0 | FALSE | FALSE | FALSE | FALSE | FALSE | FALSE | FALSE | FALSE | False | False
226 | Telepower Power Routines | Netpower Non P1 - No Svc Interruption | Short Term Discharge Test. NOTE: If dual plane can be performed in business hours - Non P1 sites - Yearly | NCOR_POW_000226 | POW | 1 | 30 | 3 | PDC000000271890 | Non Core | These are defined as maintenance activity changes to allow routine testing of critical power infrastructure to ensure reliability of the Network. | FALSE | 0 | 0 | FALSE | FALSE | FALSE | FALSE | FALSE | FALSE | FALSE | FALSE | False | False
217 | Telepower Power Routines | Netpower Non P1 - No Svc Interruption | Batteries (Lead Acid Flooded / Lead Acid Valve Regulated) - Non P1 sites - Yearly | NCOR_POW_000217 | POW | 1 | 90 | 2 | PDC000000271890 | Non Core | These are defined as maintenance activity changes to allow routine testing of critical power infrastructure to ensure reliability of the Network. | FALSE | 0 | 0 | FALSE | FALSE | FALSE | FALSE | FALSE | FALSE | FALSE | FALSE | False | False
205 | Telepower Power Routines | Netpower Non P1 - No Svc Interruption | Emergency Power Plant (EPP) - Non P1 sites - Quarterly | NCOR_POW_000205 | POW | 1 | 30 | 3 | PDC000000271890 | Non Core | These are defined as maintenance activity changes to allow routine testing of critical power infrastructure to ensure reliability of the Network. | FALSE | 0 | 0 | FALSE | FALSE | FALSE | FALSE | FALSE | FALSE | FALSE | FALSE | False | False
221 | Telepower Power Routines | Netpower Non P1 - No Svc Interruption | DC Power Systems (LPS / MPS / SPS / RPS / IPS / MRS) NOTE: If single plane must be conducted in MW (A class hazard). If dual plane can be done in B/Hs - Non P1 sites - Yearly | NCOR_POW_000221 | POW | 1 | 30 | 3 | PDC000000271890 | Non Core | These are defined as maintenance activity changes to allow routine testing of critical power infrastructure to ensure reliability of the Network. | FALSE | 0 | 0 | FALSE | FALSE | FALSE | FALSE | FALSE | FALSE | FALSE | FALSE | False | False
210 | Telepower Power Routines | Netpower Non P1 - No Svc Interruption | Batteries (Lead Acid Flooded / Lead Acid Valve Regulated - Non P1 sites - Six Monthly | NCOR_POW_000210 | POW | 1 | 90 | 2 | PDC000000271890 | Non Core | These are defined as maintenance activity changes to allow routine testing of critical power infrastructure to ensure reliability of the Network. | FALSE | 0 | 0 | FALSE | FALSE | FALSE | FALSE | FALSE | FALSE | FALSE | FALSE | False | False
224 | Telepower Power Routines | Netpower Non P1 - No Svc Interruption | Solar Power Systems - Non P1 sites - Yearly | NCOR_POW_000224 | POW | 1 | 180 | 2 | PDC000000271890 | Non Core | These are defined as maintenance activity changes to allow routine testing of critical power infrastructure to ensure reliability of the Network. | TRUE | 0 | 0 | FALSE | FALSE | FALSE | FALSE | FALSE | FALSE | FALSE | FALSE | False | False
212 | Telepower Power Routines | Netpower Non P1 - No Svc Interruption | Emergency Power Plant (EPP) - Non P1 sites - Yearly | NCOR_POW_000212 | POW | 1 | 90 | 2 | PDC000000271890 | Non Core | These are defined as maintenance activity changes to allow routine testing of critical power infrastructure to ensure reliability of the Network. | FALSE | 0 | 0 | FALSE | FALSE | FALSE | FALSE | FALSE | FALSE | FALSE | FALSE | False | False
228 | Telepower Power Routines | Netpower Non P1 - No Svc Interruption | Demand Side Response A planned event where EPPstake the load from the electricity grid at the request of a power agency. Applies to pre - approved sites only. - Non P1 sites - Special Request | NCOR_POW_000228 | POW | 1 | 30 | 3 | PDC000000271890 | Non Core | These are defined as maintenance activity changes to allow routine testing of critical power infrastructure to ensure reliability of the Network. | FALSE | 0 | 0 | FALSE | FALSE | FALSE | FALSE | FALSE | FALSE | FALSE | FALSE | False | False
208 | Telepower Power Routines | Netpower Non P1 - No Svc Interruption | Half Yearly Solar Power Systems - Non P1 sites - Six Monthly | NCOR_POW_000208 | POW | 1 | 90 | 2 | PDC000000271890 | Non Core | These are defined as maintenance activity changes to allow routine testing of critical power infrastructure to ensure reliability of the Network. | FALSE | 0 | 0 | FALSE | FALSE | FALSE | FALSE | FALSE | FALSE | FALSE | FALSE | False | False
295 | Uninterruptible Power Supplies (UPS) & No Break Supplies (Includes Inverters) Changes | Netpower Non P1 - Svc Interruption | Connection/Disconnection of Exchange loads. to/from Main Switchboards, Distribution Boards P1 Sites excl Pitt & Exhi | CORE_POW_000295 | POW | 1 | 14 | 4 | PDC000000265075 | Core |  | FALSE | 0 | 0 | FALSE | FALSE | FALSE | FALSE | FALSE | FALSE | FALSE | FALSE | False | False
296 | Uninterruptible Power Supplies (UPS) & No Break Supplies (Includes Inverters) Changes | Netpower Non P1 - Svc Interruption | Connection/Disconnection of Exchange loads. to/from Main Switchboards, Distribution Boards Non P1 | NCOR_POW_000296 | POW | 4 | 14 | 4 | PDC000000265075 | Non Core |  | FALSE | 0 | 0 | FALSE | FALSE | FALSE | FALSE | FALSE | FALSE | FALSE | FALSE | False | False
091 | Uninterruptible Power Supplies (UPS) & No Break Supplies (Includes Inverters) Changes | Netpower P1 | Major Maintenance: Any work involving isolation of the DC input to an inverter, Boost Converter or DC - DC Converter. Pitt & Exhi Data Centres | CORE_POW_000091 | POW | 5 | 14 | 4 | PDC000000265076 | Core |  | FALSE | 0 | 0 | FALSE | FALSE | FALSE | FALSE | FALSE | FALSE | FALSE | FALSE | False | False
090 | Uninterruptible Power Supplies (UPS) & No Break Supplies (Includes Inverters) Changes | Netpower P1 | Major Maintenance: Any work involving isolation of the DC input to an inverter, Boost Converter or DC - DC Converter. P1 Sites excl Pitt & Exhi | CORE_POW_000090 | POW | 5 | 14 | 4 | PDC000000265076 | Core |  | FALSE | 0 | 0 | FALSE | FALSE | FALSE | FALSE | FALSE | FALSE | FALSE | FALSE | False | False
094 | Uninterruptible Power Supplies (UPS) & No Break Supplies (Includes Inverters) Changes | Netpower P1 | Any work involving prolonged isolation of the ac input to, or ac output from a UPS or inverter. Pitt & Exhi Data Centres | CORE_POW_000094 | POW | 5 | 14 | 4 | PDC000000265076 | Core |  | FALSE | 0 | 0 | FALSE | FALSE | FALSE | FALSE | FALSE | FALSE | FALSE | FALSE | False | False
093 | Uninterruptible Power Supplies (UPS) & No Break Supplies (Includes Inverters) Changes | Netpower P1 | Any work involving prolonged isolation of the ac input to, or ac output from a UPS or inverter. P1 Sites excl Pitt & Exhi | CORE_POW_000093 | POW | 5 | 14 | 4 | PDC000000265076 | Core |  | FALSE | 0 | 0 | FALSE | FALSE | FALSE | FALSE | FALSE | FALSE | FALSE | FALSE | False | False
097 | Uninterruptible Power Supplies (UPS) & No Break Supplies (Includes Inverters) Changes | Netpower P1 | Any work involving isolation of the DC input to a UPS (where by - pass supply available) Pitt & Exhi Data Centres | CORE_POW_000097 | POW | 5 | 14 | 4 | PDC000000265076 | Core |  | FALSE | 0 | 0 | FALSE | FALSE | FALSE | FALSE | FALSE | FALSE | FALSE | FALSE | False | False
096 | Uninterruptible Power Supplies (UPS) & No Break Supplies (Includes Inverters) Changes | Netpower P1 | Any work involving isolation of the DC input to a UPS (where by - pass supply available) P1 Sites excl Pitt & Exhi | CORE_POW_000096 | POW | 5 | 14 | 4 | PDC000000265076 | Core |  | FALSE | 0 | 0 | FALSE | FALSE | FALSE | FALSE | FALSE | FALSE | FALSE | FALSE | False | False
100 | Uninterruptible Power Supplies (UPS) & No Break Supplies (Includes Inverters) Changes | Netpower P1 | Commissioning of UPS, Rectifier Pitt & Exhi | CORE_POW_000100 | POW | 5 | 14 | 4 | PDC000000265076 | Core |  | FALSE | 0 | 0 | FALSE | FALSE | FALSE | FALSE | FALSE | FALSE | FALSE | FALSE | False | False
099 | Uninterruptible Power Supplies (UPS) & No Break Supplies (Includes Inverters) Changes | Netpower P1 | Commissioning of UPS, Rectifier P1 Sites excl Pitt & Exhi | CORE_POW_000099 | POW | 5 | 14 | 4 | PDC000000265076 | Core |  | FALSE | 0 | 0 | FALSE | FALSE | FALSE | FALSE | FALSE | FALSE | FALSE | FALSE | False | False
102 | Uninterruptible Power Supplies (UPS) & No Break Supplies (Includes Inverters) Changes | Netpower P1 | Minor Maintenance: Visual inspection and non - intrusive testing (i.e.: No switching of load) All P1 sites | CORE_POW_000102 | POW | 5 | 30 | 3 | PDC000000265076 | Core |  | FALSE | 0 | 0 | FALSE | FALSE | FALSE | FALSE | FALSE | FALSE | FALSE | FALSE | False | False
095 | Uninterruptible Power Supplies (UPS) & No Break Supplies (Includes Inverters) Changes | Netpower Non P1 - No Svc Interruption | Any work involving prolonged isolation of the ac input to, or ac output from a UPS or inverter. Non P1 | NCOR_POW_000095 | POW | 1 | 30 | 3 | PDC000000271890 | Non Core |  | FALSE | 0 | 0 | FALSE | FALSE | FALSE | FALSE | FALSE | FALSE | FALSE | FALSE | False | False
092 | Uninterruptible Power Supplies (UPS) & No Break Supplies (Includes Inverters) Changes | Netpower Non P1 - No Svc Interruption | Major Maintenance: Any work involving isolation of the DC input to an inverter, Boost Converter or DC - DC Converter. Non P1 | NCOR_POW_000092 | POW | 1 | 14 | 4 | PDC000000271890 | Non Core |  | FALSE | 0 | 0 | FALSE | FALSE | FALSE | FALSE | FALSE | FALSE | FALSE | FALSE | False | False
101 | Uninterruptible Power Supplies (UPS) & No Break Supplies (Includes Inverters) Changes | Netpower Non P1 - No Svc Interruption | Commissioning of UPS, Rectifier Non P1 | NCOR_POW_000101 | POW | 1 | 14 | 4 | PDC000000271890 | Non Core |  | FALSE | 0 | 0 | FALSE | FALSE | FALSE | FALSE | FALSE | FALSE | FALSE | FALSE | False | False
098 | Uninterruptible Power Supplies (UPS) & No Break Supplies (Includes Inverters) Changes | Netpower Non P1 - No Svc Interruption | Any work involving isolation of the DC input to a UPS (where by - pass supply available) Non P1 | NCOR_POW_000098 | POW | 1 | 30 | 3 | PDC000000271890 | Non Core |  | FALSE | 0 | 0 | FALSE | FALSE | FALSE | FALSE | FALSE | FALSE | FALSE | FALSE | False | False
103 | Uninterruptible Power Supplies (UPS) & No Break Supplies (Includes Inverters) Changes | Netpower Non P1 - No Svc Interruption | Minor Maintenance: Visual inspection and non - intrusive testing (i.e.: No switching of load) Non P1 sites | NCOR_POW_000103 | POW | 1 | 30 | 3 | PDC000000271890 | Non Core |  | FALSE | 0 | 0 | FALSE | FALSE | FALSE | FALSE | FALSE | FALSE | FALSE | FALSE | False | False

## Data (hidden)
Activity ID | Platform Name | Product Name | Activity Description | Activity ID | Activity Description | Lead Time (days) | Change Window (Days) | Risk Level | Platform Name | TLA | Product Id | Criticality | Activity Comments | Is Project | Lead Time (hours) | Lead Time (minutes) | Legal | Security | EAS | E000 | Green Dot | Alarm Storm | External Notifications | CustomerAgreed | Interfaces | Interfaces (Product Name)
001 | DC Supply & Installation Changes | Netpower P1 | CORE_POW_000001:Placement/Removal of diode and/or diode shorting link in load carrying HOD P1 Sites excl Pitt & Exhi | CORE_POW_000001 | Placement/Removal of diode and/or diode shorting link in load carrying HOD P1 Sites excl Pitt & Exhi | 5 | 14 | 4 | DC Supply & Installation Changes | POW | PDC000000265076 | Core |  | FALSE | 0 | 0 | FALSE | FALSE | FALSE | FALSE | FALSE | FALSE | FALSE | FALSE | False | False
002 | DC Supply & Installation Changes | Netpower P1 | CORE_POW_000002:Placement/Removal of diode and/or diode shorting link in load carrying HOD Pitt & Exhi Data Centres | CORE_POW_000002 | Placement/Removal of diode and/or diode shorting link in load carrying HOD Pitt & Exhi Data Centres | 5 | 14 | 4 | DC Supply & Installation Changes | POW | PDC000000265076 | Core |  | FALSE | 0 | 0 | FALSE | FALSE | FALSE | FALSE | FALSE | FALSE | FALSE | FALSE | False | False
004 | DC Supply & Installation Changes | Netpower P1 | CORE_POW_000004:Placement/Removal of resistor shorting link of load carrying HOD distribution circuit P1 Sites excl Pitt & Exhi | CORE_POW_000004 | Placement/Removal of resistor shorting link of load carrying HOD distribution circuit P1 Sites excl Pitt & Exhi | 5 | 14 | 4 | DC Supply & Installation Changes | POW | PDC000000265076 | Core |  | FALSE | 0 | 0 | FALSE | FALSE | FALSE | FALSE | FALSE | FALSE | FALSE | FALSE | False | False
005 | DC Supply & Installation Changes | Netpower P1 | CORE_POW_000005:Placement/Removal of resistor shorting link of load carrying HOD distribution circuit Pitt & Exhi Data Centres | CORE_POW_000005 | Placement/Removal of resistor shorting link of load carrying HOD distribution circuit Pitt & Exhi Data Centres | 5 | 14 | 4 | DC Supply & Installation Changes | POW | PDC000000265076 | Core |  | FALSE | 0 | 0 | FALSE | FALSE | FALSE | FALSE | FALSE | FALSE | FALSE | FALSE | False | False
007 | DC Supply & Installation Changes | Netpower P1 | CORE_POW_000007:Connection/Disconnection (Cutover) of IPS, BBS, RPS, MRS, LPS,MPS,SPS etc. to live DC distribution bus/cabling P1 Sites excl Pitt & Exhi | CORE_POW_000007 | Connection/Disconnection (Cutover) of IPS, BBS, RPS, MRS, LPS,MPS,SPS etc. to live DC distribution bus/cabling P1 Sites excl Pitt & Exhi | 5 | 14 | 4 | DC Supply & Installation Changes | POW | PDC000000265076 | Core |  | FALSE | 0 | 0 | FALSE | FALSE | FALSE | FALSE | FALSE | FALSE | FALSE | FALSE | False | False
008 | DC Supply & Installation Changes | Netpower P1 | CORE_POW_000008:Connection/Disconnection (Cutover) of IPS, BBS, RPS, MRS, LPS,MPS,SPS etc. to live DC distribution bus/cabling Pitt & Exhi Data Centres | CORE_POW_000008 | Connection/Disconnection (Cutover) of IPS, BBS, RPS, MRS, LPS,MPS,SPS etc. to live DC distribution bus/cabling Pitt & Exhi Data Centres | 5 | 14 | 4 | DC Supply & Installation Changes | POW | PDC000000265076 | Core |  | FALSE | 0 | 0 | FALSE | FALSE | FALSE | FALSE | FALSE | FALSE | FALSE | FALSE | False | False
010 | DC Supply & Installation Changes | Netpower P1 | CORE_POW_000010:Connection/Disconnection of temporary DC load carrying supplies P1 Sites excl Pitt & Exhi | CORE_POW_000010 | Connection/Disconnection of temporary DC load carrying supplies P1 Sites excl Pitt & Exhi | 5 | 14 | 4 | DC Supply & Installation Changes | POW | PDC000000265076 | Core |  | FALSE | 0 | 0 | FALSE | FALSE | FALSE | FALSE | FALSE | FALSE | FALSE | FALSE | False | False
011 | DC Supply & Installation Changes | Netpower P1 | CORE_POW_000011:Connection/Disconnection of temporary DC load carrying supplies Pitt & Exhi | CORE_POW_000011 | Connection/Disconnection of temporary DC load carrying supplies Pitt & Exhi | 5 | 14 | 4 | DC Supply & Installation Changes | POW | PDC000000265076 | Core |  | FALSE | 0 | 0 | FALSE | FALSE | FALSE | FALSE | FALSE | FALSE | FALSE | FALSE | False | False
013 | DC Supply & Installation Changes | Netpower P1 | CORE_POW_000013:Connection/Disconnection of HOD cubicle or DC Distribution Panel to/from primary DC power P1Sites | CORE_POW_000013 | Connection/Disconnection of HOD cubicle or DC Distribution Panel to/from primary DC power P1Sites | 5 | 14 | 4 | DC Supply & Installation Changes | POW | PDC000000265076 | Core |  | FALSE | 0 | 0 | FALSE | FALSE | FALSE | FALSE | FALSE | FALSE | FALSE | FALSE | False | False
014 | DC Supply & Installation Changes | Netpower P1 | CORE_POW_000014:Connection/Disconnection of HOD cubicle or DC Distribution Panel to/from primary DC power Pitt & Exhi | CORE_POW_000014 | Connection/Disconnection of HOD cubicle or DC Distribution Panel to/from primary DC power Pitt & Exhi | 5 | 30 | 3 | DC Supply & Installation Changes | POW | PDC000000265076 | Core |  | FALSE | 0 | 0 | FALSE | FALSE | FALSE | FALSE | FALSE | FALSE | FALSE | FALSE | False | False
016 | DC Supply & Installation Changes | Netpower P1 | CORE_POW_000016:Cutover of DC Loads to new power System P1 Sites excl Pitt & Exhi | CORE_POW_000016 | Cutover of DC Loads to new power System P1 Sites excl Pitt & Exhi | 5 | 14 | 4 | DC Supply & Installation Changes | POW | PDC000000265076 | Core |  | FALSE | 0 | 0 | FALSE | FALSE | FALSE | FALSE | FALSE | FALSE | FALSE | FALSE | False | False
017 | DC Supply & Installation Changes | Netpower P1 | CORE_POW_000017:Cutover of DC Loads to new power System Pitt & Exhi Data Centres | CORE_POW_000017 | Cutover of DC Loads to new power System Pitt & Exhi Data Centres | 5 | 14 | 4 | DC Supply & Installation Changes | POW | PDC000000265076 | Core |  | FALSE | 0 | 0 | FALSE | FALSE | FALSE | FALSE | FALSE | FALSE | FALSE | FALSE | False | False
019 | DC Supply & Installation Changes | Netpower P1 | CORE_POW_000019:Installing additional fuse/CB on primary DC distribution (e.g... Suite fuse or new DC Dist. cubicle) P1 Sites excl Pitt & Exhi | CORE_POW_000019 | Installing additional fuse/CB on primary DC distribution (e.g... Suite fuse or new DC Dist. cubicle) P1 Sites excl Pitt & Exhi | 5 | 14 | 4 | DC Supply & Installation Changes | POW | PDC000000265076 | Core |  | FALSE | 0 | 0 | FALSE | FALSE | FALSE | FALSE | FALSE | FALSE | FALSE | FALSE | False | False
021 | DC Supply & Installation Changes | Netpower P1 | CORE_POW_000021:Disconnection/Connection of battery from exchange load - single battery installation (cell replacement etc.) (Must connect temporary bank prior to disconnecting working bank) P1 Sites excl Pitt & Exhi | CORE_POW_000021 | Disconnection/Connection of battery from exchange load - single battery installation (cell replacement etc.) (Must connect temporary bank prior to disconnecting working bank) P1 Sites excl Pitt & Exhi | 5 | 30 | 3 | DC Supply & Installation Changes | POW | PDC000000265076 | Core |  | FALSE | 0 | 0 | FALSE | FALSE | FALSE | FALSE | FALSE | FALSE | FALSE | FALSE | False | False
023 | DC Supply & Installation Changes | Netpower P1 | CORE_POW_000023:Disconnection, disabling or rearrangement of alarms or remote maintenance control links or terminals P1 sites | CORE_POW_000023 | Disconnection, disabling or rearrangement of alarms or remote maintenance control links or terminals P1 sites | 5 | 30 | 3 | DC Supply & Installation Changes | POW | PDC000000265076 | Core |  | FALSE | 0 | 0 | FALSE | FALSE | FALSE | FALSE | FALSE | FALSE | FALSE | FALSE | False | False
025 | DC Supply & Installation Changes | Netpower P1 | CORE_POW_000025:Low OHMIC to High OHMIC conversion P1 Sites excl Pitt & Exhi | CORE_POW_000025 | Low OHMIC to High OHMIC conversion P1 Sites excl Pitt & Exhi | 5 | 14 | 4 | DC Supply & Installation Changes | POW | PDC000000265076 | Core |  | FALSE | 0 | 0 | FALSE | FALSE | FALSE | FALSE | FALSE | FALSE | FALSE | FALSE | False | False
026 | DC Supply & Installation Changes | Netpower P1 | CORE_POW_000026:Low OHMIC to High OHMIC conversion Pitt & Exhi Data Centres | CORE_POW_000026 | Low OHMIC to High OHMIC conversion Pitt & Exhi Data Centres | 5 | 14 | 4 | DC Supply & Installation Changes | POW | PDC000000265076 | Core |  | FALSE | 0 | 0 | FALSE | FALSE | FALSE | FALSE | FALSE | FALSE | FALSE | FALSE | False | False
028 | DC Supply & Installation Changes | Netpower P1 | CORE_POW_000028:Disconnection of existing HOD distribution (secondary) feed i.e. removal of fuse or isolation of CB. (working equipment must be dual fed or decommissioned) P1 Sites excl Pitt & Exhi | CORE_POW_000028 | Disconnection of existing HOD distribution (secondary) feed i.e. removal of fuse or isolation of CB. (working equipment must be dual fed or decommissioned) P1 Sites excl Pitt & Exhi | 5 | 30 | 3 | DC Supply & Installation Changes | POW | PDC000000265076 | Core |  | FALSE | 0 | 0 | FALSE | FALSE | FALSE | FALSE | FALSE | FALSE | FALSE | FALSE | False | False
030 | DC Supply & Installation Changes | Netpower P1 | CORE_POW_000030:Insertion/Removal of plug - in DC connector of RPS/MRS rectifiers P1 sites | CORE_POW_000030 | Insertion/Removal of plug - in DC connector of RPS/MRS rectifiers P1 sites | 5 | 30 | 3 | DC Supply & Installation Changes | POW | PDC000000265076 | Core |  | FALSE | 0 | 0 | FALSE | FALSE | FALSE | FALSE | FALSE | FALSE | FALSE | FALSE | False | False
032 | DC Supply & Installation Changes | Netpower P1 | CORE_POW_000032:Placement/Removal, (not DC connection) of rectifiers/racks (IPS, BBS, RPS, MRS etc.) P1 sites | CORE_POW_000032 | Placement/Removal, (not DC connection) of rectifiers/racks (IPS, BBS, RPS, MRS etc.) P1 sites | 5 | 30 | 3 | DC Supply & Installation Changes | POW | PDC000000265076 | Core |  | FALSE | 0 | 0 | FALSE | FALSE | FALSE | FALSE | FALSE | FALSE | FALSE | FALSE | False | False
034 | DC Supply & Installation Changes | Netpower P1 | CORE_POW_000034:Connection of New Equipment (secondary) feed to HOD/DC distribution output fuse/CB P1 Sites excl Pitt & Exhi | CORE_POW_000034 | Connection of New Equipment (secondary) feed to HOD/DC distribution output fuse/CB P1 Sites excl Pitt & Exhi | 5 | 30 | 3 | DC Supply & Installation Changes | POW | PDC000000265076 | Core |  | FALSE | 0 | 0 | FALSE | FALSE | FALSE | FALSE | FALSE | FALSE | FALSE | FALSE | False | False
036 | DC Supply & Installation Changes | Netpower P1 | CORE_POW_000036:Disconnection/Connection of battery from exchange load - multiple battery installation (cell replacement etc.) P1 Sites excl Pitt & Exhi | CORE_POW_000036 | Disconnection/Connection of battery from exchange load - multiple battery installation (cell replacement etc.) P1 Sites excl Pitt & Exhi | 5 | 30 | 3 | DC Supply & Installation Changes | POW | PDC000000265076 | Core |  | FALSE | 0 | 0 | FALSE | FALSE | FALSE | FALSE | FALSE | FALSE | FALSE | FALSE | False | False
037 | DC Supply & Installation Changes | Netpower P1 | CORE_POW_000037:Deep Discharge Testing. Isolating and Discharging Batteries on Temporary Load Bank, 1 string at a time. P1 Sites excl Pitt & Exhi | CORE_POW_000037 | Deep Discharge Testing. Isolating and Discharging Batteries on Temporary Load Bank, 1 string at a time. P1 Sites excl Pitt & Exhi | 5 | 30 | 3 | DC Supply & Installation Changes | POW | PDC000000265076 | Core |  | FALSE | 0 | 0 | FALSE | FALSE | FALSE | FALSE | FALSE | FALSE | FALSE | FALSE | False | False
039 | AC Supply & Distribution Changes | Netpower P1 | CORE_POW_000039:Planned interruption to Mains power P1 Sites excl Pitt & Exhi | CORE_POW_000039 | Planned interruption to Mains power P1 Sites excl Pitt & Exhi | 15 | 14 | 4 | AC Supply & Distribution Changes | POW | PDC000000265076 | Core |  | FALSE | 0 | 0 | FALSE | FALSE | FALSE | FALSE | FALSE | FALSE | FALSE | FALSE | False | False
040 | AC Supply & Distribution Changes | Netpower P1 | CORE_POW_000040:Planned interruption to Mains power Pitt & Exhi Data Centres | CORE_POW_000040 | Planned interruption to Mains power Pitt & Exhi Data Centres | 15 | 14 | 4 | AC Supply & Distribution Changes | POW | PDC000000265076 | Core |  | FALSE | 0 | 0 | FALSE | FALSE | FALSE | FALSE | FALSE | FALSE | FALSE | FALSE | False | False
042 | AC Supply & Distribution Changes | Netpower P1 | CORE_POW_000042:Maintenance of AC switchgear, e.g. Air Circuit Breakers etc. involving loss of AC supply to DC conversion equipment. P1 Sites excl Pitt & Exhi | CORE_POW_000042 | Maintenance of AC switchgear, e.g. Air Circuit Breakers etc. involving loss of AC supply to DC conversion equipment. P1 Sites excl Pitt & Exhi | 5 | 14 | 4 | AC Supply & Distribution Changes | POW | PDC000000265076 | Core |  | FALSE | 0 | 0 | FALSE | FALSE | FALSE | FALSE | FALSE | FALSE | FALSE | FALSE | False | False
043 | AC Supply & Distribution Changes | Netpower P1 | CORE_POW_000043:Maintenance of AC switchgear, e.g. Air Circuit Breakers etc. involving loss of AC supply to DC conversion equipment. Pitt & Exhi Data Centres | CORE_POW_000043 | Maintenance of AC switchgear, e.g. Air Circuit Breakers etc. involving loss of AC supply to DC conversion equipment. Pitt & Exhi Data Centres | 5 | 14 | 4 | AC Supply & Distribution Changes | POW | PDC000000265076 | Core |  | FALSE | 0 | 0 | FALSE | FALSE | FALSE | FALSE | FALSE | FALSE | FALSE | FALSE | False | False
045 | AC Supply & Distribution Changes | Netpower P1 | CORE_POW_000045:Essential Power works inc. Working on Switchboards inc. Diesel C/O Cubicles. P1 Sites excl Pitt & Exhi Data Centres (No Live Work Permitted) | CORE_POW_000045 | Essential Power works inc. Working on Switchboards inc. Diesel C/O Cubicles. P1 Sites excl Pitt & Exhi Data Centres (No Live Work Permitted) | 5 | 14 | 4 | AC Supply & Distribution Changes | POW | PDC000000265076 | Core |  | FALSE | 0 | 0 | FALSE | FALSE | FALSE | FALSE | FALSE | FALSE | FALSE | FALSE | False | False
046 | AC Supply & Distribution Changes | Netpower P1 | CORE_POW_000046:Essential Power works inc. Working on Switchboards inc. Diesel C/O Cubicles. Pitt & Exhi Data Centres (No Live Work Permitted) | CORE_POW_000046 | Essential Power works inc. Working on Switchboards inc. Diesel C/O Cubicles. Pitt & Exhi Data Centres (No Live Work Permitted) | 5 | 14 | 4 | AC Supply & Distribution Changes | POW | PDC000000265076 | Core |  | FALSE | 0 | 0 | FALSE | FALSE | FALSE | FALSE | FALSE | FALSE | FALSE | FALSE | False | False
048 | AC Supply & Distribution Changes | Netpower P1 | CORE_POW_000048:NON Essential Power works Inc. Working on Switchboards (General Power and Lighting) P1 Sites excl Pitt & Exhi Data Centres (No Live Work Permitted) | CORE_POW_000048 | NON Essential Power works Inc. Working on Switchboards (General Power and Lighting) P1 Sites excl Pitt & Exhi Data Centres (No Live Work Permitted) | 5 | 30 | 3 | AC Supply & Distribution Changes | POW | PDC000000265076 | Core |  | FALSE | 0 | 0 | FALSE | FALSE | FALSE | FALSE | FALSE | FALSE | FALSE | FALSE | False | False
049 | AC Supply & Distribution Changes | Netpower P1 | CORE_POW_000049:NON Essential Power works Inc. Working on Switchboards (General Power and Lighting) Pitt & Exhi Data Centres (No Live Work Permitted) | CORE_POW_000049 | NON Essential Power works Inc. Working on Switchboards (General Power and Lighting) Pitt & Exhi Data Centres (No Live Work Permitted) | 5 | 30 | 3 | AC Supply & Distribution Changes | POW | PDC000000265076 | Core |  | FALSE | 0 | 0 | FALSE | FALSE | FALSE | FALSE | FALSE | FALSE | FALSE | FALSE | False | False
051 | AC Supply & Distribution Changes | Netpower P1 | CORE_POW_000051:Connection of take - off boxes and connections to UPS powered busway systems (under - floor or over - head). All P1 | CORE_POW_000051 | Connection of take - off boxes and connections to UPS powered busway systems (under - floor or over - head). All P1 | 5 | 30 | 3 | AC Supply & Distribution Changes | POW | PDC000000265076 | Core |  | FALSE | 0 | 0 | FALSE | FALSE | FALSE | FALSE | FALSE | FALSE | FALSE | FALSE | False | False
055 | AC Supply & Distribution Changes | Netpower P1 | CORE_POW_000055:Working on an Essential Distribution Board (DB) - that feeds Telepower/Comms equipment. I.e. UPS,SPS,MPS,LPS P1 Sites excl Pitt & Exhi (No Live Work Permitted) | CORE_POW_000055 | Working on an Essential Distribution Board (DB) - that feeds Telepower/Comms equipment. I.e. UPS,SPS,MPS,LPS P1 Sites excl Pitt & Exhi (No Live Work Permitted) | 5 | 14 | 4 | AC Supply & Distribution Changes | POW | PDC000000265076 | Core |  | FALSE | 0 | 0 | FALSE | FALSE | FALSE | FALSE | FALSE | FALSE | FALSE | FALSE | False | False
056 | AC Supply & Distribution Changes | Netpower P1 | CORE_POW_000056:Working on an Essential Distribution Board (DB) - that feeds Telepower/Comms equipment. I.e. UPS,SPS,MPS,LPS Pitt & Exhi Data Centres (No Live Work Permitted) | CORE_POW_000056 | Working on an Essential Distribution Board (DB) - that feeds Telepower/Comms equipment. I.e. UPS,SPS,MPS,LPS Pitt & Exhi Data Centres (No Live Work Permitted) | 5 | 14 | 4 | AC Supply & Distribution Changes | POW | PDC000000265076 | Core |  | FALSE | 0 | 0 | FALSE | FALSE | FALSE | FALSE | FALSE | FALSE | FALSE | FALSE | False | False
058 | AC Supply & Distribution Changes | Netpower P1 | CORE_POW_000058:Working on a Non - essential Distribution Board (DB) which does not feed network equipment e.g. General Lighting & Power All P1 sites (No Live Work Permitted) | CORE_POW_000058 | Working on a Non - essential Distribution Board (DB) which does not feed network equipment e.g. General Lighting & Power All P1 sites (No Live Work Permitted) | 5 | 30 | 3 | AC Supply & Distribution Changes | POW | PDC000000265076 | Core |  | FALSE | 0 | 0 | FALSE | FALSE | FALSE | FALSE | FALSE | FALSE | FALSE | FALSE | False | False
060 | AC Supply & Distribution Changes | Netpower P1 | CORE_POW_000060:Working on Auto Transfer Switch (ATS) which feed Telepower equipment. P1 Sites excl Pitt & Exhi | CORE_POW_000060 | Working on Auto Transfer Switch (ATS) which feed Telepower equipment. P1 Sites excl Pitt & Exhi | 5 | 30 | 3 | AC Supply & Distribution Changes | POW | PDC000000265076 | Core |  | FALSE | 0 | 0 | FALSE | FALSE | FALSE | FALSE | FALSE | FALSE | FALSE | FALSE | False | False
061 | AC Supply & Distribution Changes | Netpower P1 | CORE_POW_000061:Working on Auto Transfer Switch (ATS) which feed Telepower equipment. Pitt & Exhi Data Centres | CORE_POW_000061 | Working on Auto Transfer Switch (ATS) which feed Telepower equipment. Pitt & Exhi Data Centres | 5 | 30 | 3 | AC Supply & Distribution Changes | POW | PDC000000265076 | Core |  | FALSE | 0 | 0 | FALSE | FALSE | FALSE | FALSE | FALSE | FALSE | FALSE | FALSE | False | False
064 | AC Supply & Distribution Changes | Netpower P1 | CORE_POW_000064:Connection/Disconnection of Main Switchboards, Distribution boards. Boards to/from Supply. Exchange loads are isolated. All sites | CORE_POW_000064 | Connection/Disconnection of Main Switchboards, Distribution boards. Boards to/from Supply. Exchange loads are isolated. All sites | 5 | 30 | 3 | AC Supply & Distribution Changes | POW | PDC000000265076 | Core |  | FALSE | 0 | 0 | FALSE | FALSE | FALSE | FALSE | FALSE | FALSE | FALSE | FALSE | False | False
066 | AC Supply & Distribution Changes | Netpower P1 | CORE_POW_000066:Connection/Disconnection of Exchange loads. to/from Main Switchboards, Distribution Boards Pitt & Exhi Data Centres | CORE_POW_000066 | Connection/Disconnection of Exchange loads. to/from Main Switchboards, Distribution Boards Pitt & Exhi Data Centres | 5 | 14 | 4 | AC Supply & Distribution Changes | POW | PDC000000265076 | Core |  | FALSE | 0 | 0 | FALSE | FALSE | FALSE | FALSE | FALSE | FALSE | FALSE | FALSE | False | False
067 | AC Supply & Distribution Changes | Netpower P1 | CORE_POW_000067:Placement/Removal of UPS. UPS are not live. All sites | CORE_POW_000067 | Placement/Removal of UPS. UPS are not live. All sites | 5 | 30 | 3 | AC Supply & Distribution Changes | POW | PDC000000265076 | Core |  | FALSE | 0 | 0 | FALSE | FALSE | FALSE | FALSE | FALSE | FALSE | FALSE | FALSE | False | False
068 | AC Supply & Distribution Changes | Netpower P1 | CORE_POW_000068:Connection/Disconnection of UPS. UPS to/from Supply. Exchange loads are isolated. P1 Sites excl Pitt & Exhi | CORE_POW_000068 | Connection/Disconnection of UPS. UPS to/from Supply. Exchange loads are isolated. P1 Sites excl Pitt & Exhi | 5 | 14 | 4 | AC Supply & Distribution Changes | POW | PDC000000265076 | Core |  | FALSE | 0 | 0 | FALSE | FALSE | FALSE | FALSE | FALSE | FALSE | FALSE | FALSE | False | False
069 | AC Supply & Distribution Changes | Netpower P1 | CORE_POW_000069:Connection/Disconnection of UPS. UPS to/from Supply. Exchange loads are isolated. Pitt & Exhi | CORE_POW_000069 | Connection/Disconnection of UPS. UPS to/from Supply. Exchange loads are isolated. Pitt & Exhi | 5 | 14 | 4 | AC Supply & Distribution Changes | POW | PDC000000265076 | Core |  | FALSE | 0 | 0 | FALSE | FALSE | FALSE | FALSE | FALSE | FALSE | FALSE | FALSE | False | False
070 | AC Supply & Distribution Changes | Netpower P1 | CORE_POW_000070:Connection/Disconnection of Exchange loads to/from UPS. P1 Sites excl Pitt & Exhi | CORE_POW_000070 | Connection/Disconnection of Exchange loads to/from UPS. P1 Sites excl Pitt & Exhi | 15 | 5 | 5 | AC Supply & Distribution Changes | POW | PDC000000265076 | Core |  | FALSE | 0 | 0 | FALSE | FALSE | FALSE | FALSE | FALSE | FALSE | FALSE | FALSE | False | False
071 | AC Supply & Distribution Changes | Netpower P1 | CORE_POW_000071:Connection/Disconnection of Exchange loads to/from UPS. Pitt & Exhi Data Centres | CORE_POW_000071 | Connection/Disconnection of Exchange loads to/from UPS. Pitt & Exhi Data Centres | 15 | 5 | 5 | AC Supply & Distribution Changes | POW | PDC000000265076 | Core |  | FALSE | 0 | 0 | FALSE | FALSE | FALSE | FALSE | FALSE | FALSE | FALSE | FALSE | False | False
072 | AC Supply & Distribution Changes | Netpower P1 | CORE_POW_000072:Isolation of any more than the redundant portion of Rectifier supply i.e. when remaining capacity is no longer N+I or greater, but still able to supply all loads. P1 Sites excl Pitt & Exhi | CORE_POW_000072 | Isolation of any more than the redundant portion of Rectifier supply i.e. when remaining capacity is no longer N+I or greater, but still able to supply all loads. P1 Sites excl Pitt & Exhi | 5 | 14 | 4 | AC Supply & Distribution Changes | POW | PDC000000265076 | Core |  | FALSE | 0 | 0 | FALSE | FALSE | FALSE | FALSE | FALSE | FALSE | FALSE | FALSE | False | False
073 | AC Supply & Distribution Changes | Netpower P1 | CORE_POW_000073:Isolation of any more than the redundant portion of Rectifier supply i.e. when remaining capacity is no longer N+I or greater, but still able to supply all loads. Pitt & Exhi Data Centres | CORE_POW_000073 | Isolation of any more than the redundant portion of Rectifier supply i.e. when remaining capacity is no longer N+I or greater, but still able to supply all loads. Pitt & Exhi Data Centres | 5 | 14 | 4 | AC Supply & Distribution Changes | POW | PDC000000265076 | Core |  | FALSE | 0 | 0 | FALSE | FALSE | FALSE | FALSE | FALSE | FALSE | FALSE | FALSE | False | False
075 | AC Supply & Distribution Changes | Netpower P1 | CORE_POW_000075:Repair work involving removal of common control boards in IPSs. All P1 sites | CORE_POW_000075 | Repair work involving removal of common control boards in IPSs. All P1 sites | 5 | 14 | 4 | AC Supply & Distribution Changes | POW | PDC000000265076 | Core |  | FALSE | 0 | 0 | FALSE | FALSE | FALSE | FALSE | FALSE | FALSE | FALSE | FALSE | False | False
077 | AC/DC Conversion Systems (Rectifiers, Power Systems, etc.) Changes | Netpower P1 | CORE_POW_000077:Isolation of any more than the redundant portion of Rectifiers supply i.e. when remaining capacity is no longer N+I or greater, but still able to supply all loads. P1 Sites excl Pitt & Exhi | CORE_POW_000077 | Isolation of any more than the redundant portion of Rectifiers supply i.e. when remaining capacity is no longer N+I or greater, but still able to supply all loads. P1 Sites excl Pitt & Exhi | 5 | 14 | 4 | AC/DC Conversion Systems (Rectifiers, Power Systems, etc.) Changes | POW | PDC000000265076 | Core |  | FALSE | 0 | 0 | FALSE | FALSE | FALSE | FALSE | FALSE | FALSE | FALSE | FALSE | False | False
078 | AC/DC Conversion Systems (Rectifiers, Power Systems, etc.) Changes | Netpower P1 | CORE_POW_000078:Isolation of any more than the redundant portion of Rectifiers supply i.e. when remaining capacity is no longer N+I or greater, but still able to supply all loads. Pitt & Exhi Data Centres | CORE_POW_000078 | Isolation of any more than the redundant portion of Rectifiers supply i.e. when remaining capacity is no longer N+I or greater, but still able to supply all loads. Pitt & Exhi Data Centres | 5 | 14 | 4 | AC/DC Conversion Systems (Rectifiers, Power Systems, etc.) Changes | POW | PDC000000265076 | Core |  | FALSE | 0 | 0 | FALSE | FALSE | FALSE | FALSE | FALSE | FALSE | FALSE | FALSE | False | False
080 | AC/DC Conversion Systems (Rectifiers, Power Systems, etc.) Changes | Netpower P1 | CORE_POW_000080:Repair work involving removal of common control boards in IPSs. All P1 | CORE_POW_000080 | Repair work involving removal of common control boards in IPSs. All P1 | 5 | 14 | 4 | AC/DC Conversion Systems (Rectifiers, Power Systems, etc.) Changes | POW | PDC000000265076 | Core |  | FALSE | 0 | 0 | FALSE | FALSE | FALSE | FALSE | FALSE | FALSE | FALSE | FALSE | False | False
082 | AC/DC Conversion Systems (Rectifiers, Power Systems, etc.) Changes | Netpower P1 | CORE_POW_000082:Isolation / removal of rectifiers such that remaining capacity is less than the load. P1 Sites excl Pitt & Exhi | CORE_POW_000082 | Isolation / removal of rectifiers such that remaining capacity is less than the load. P1 Sites excl Pitt & Exhi | 5 | 14 | 4 | AC/DC Conversion Systems (Rectifiers, Power Systems, etc.) Changes | POW | PDC000000265076 | Core |  | FALSE | 0 | 0 | FALSE | FALSE | FALSE | FALSE | FALSE | FALSE | FALSE | FALSE | False | False
083 | AC/DC Conversion Systems (Rectifiers, Power Systems, etc.) Changes | Netpower P1 | CORE_POW_000083:Isolation / removal of rectifiers such that remaining capacity is less than the load. Pitt & Exhi Data Centres | CORE_POW_000083 | Isolation / removal of rectifiers such that remaining capacity is less than the load. Pitt & Exhi Data Centres | 5 | 14 | 4 | AC/DC Conversion Systems (Rectifiers, Power Systems, etc.) Changes | POW | PDC000000265076 | Core |  | FALSE | 0 | 0 | FALSE | FALSE | FALSE | FALSE | FALSE | FALSE | FALSE | FALSE | False | False
085 | AC/DC Conversion Systems (Rectifiers, Power Systems, etc.) Changes | Netpower P1 | CORE_POW_000085:Tonging/Thermal Scanning of AC Dist. boards involving operation of C/B, ATS or other electrical control devices or opening of Switchboards where it may impact the operation of protective devices or where live components are accessible. P1 Sites excl Pitt & Exhi | CORE_POW_000085 | Tonging/Thermal Scanning of AC Dist. boards involving operation of C/B, ATS or other electrical control devices or opening of Switchboards where it may impact the operation of protective devices or where live components are accessible. P1 Sites excl Pitt & Exhi | 5 | 30 | 3 | AC/DC Conversion Systems (Rectifiers, Power Systems, etc.) Changes | POW | PDC000000265076 | Core |  | FALSE | 0 | 0 | FALSE | FALSE | FALSE | FALSE | FALSE | FALSE | FALSE | FALSE | False | False
086 | AC/DC Conversion Systems (Rectifiers, Power Systems, etc.) Changes | Netpower P1 | CORE_POW_000086:Tonging/Thermal Scanning of AC Dist. boards involving operation of C/B, ATS or other electrical control devices or opening of Switchboards where it may impact the operation of protective devices or where live components are accessible. Pitt & Exhi Data Centres | CORE_POW_000086 | Tonging/Thermal Scanning of AC Dist. boards involving operation of C/B, ATS or other electrical control devices or opening of Switchboards where it may impact the operation of protective devices or where live components are accessible. Pitt & Exhi Data Centres | 5 | 30 | 3 | AC/DC Conversion Systems (Rectifiers, Power Systems, etc.) Changes | POW | PDC000000265076 | Core |  | FALSE | 0 | 0 | FALSE | FALSE | FALSE | FALSE | FALSE | FALSE | FALSE | FALSE | False | False
088 | AC/DC Conversion Systems (Rectifiers, Power Systems, etc.) Changes | Netpower P1 | CORE_POW_000088:Isolation of Power System Units such that remaining capacity is still N+1 or greater. All P1 | CORE_POW_000088 | Isolation of Power System Units such that remaining capacity is still N+1 or greater. All P1 | 5 | 90 | 2 | AC/DC Conversion Systems (Rectifiers, Power Systems, etc.) Changes | POW | PDC000000265076 | Core |  | FALSE | 0 | 0 | FALSE | FALSE | FALSE | FALSE | FALSE | FALSE | FALSE | FALSE | False | False
090 | Uninterruptible Power Supplies (UPS) & No Break Supplies (Includes Inverters) Changes | Netpower P1 | CORE_POW_000090:Major Maintenance: Any work involving isolation of the DC input to an inverter, Boost Converter or DC - DC Converter. P1 Sites excl Pitt & Exhi Data Centres | CORE_POW_000090 | Major Maintenance: Any work involving isolation of the DC input to an inverter, Boost Converter or DC - DC Converter. P1 Sites excl Pitt & Exhi Data Centres | 5 | 14 | 4 | Uninterruptible Power Supplies (UPS) & No Break Supplies (Includes Inverters) Changes | POW | PDC000000265076 | Core |  | FALSE | 0 | 0 | FALSE | FALSE | FALSE | FALSE | FALSE | FALSE | FALSE | FALSE | False | False
091 | Uninterruptible Power Supplies (UPS) & No Break Supplies (Includes Inverters) Changes | Netpower P1 | CORE_POW_000091:Major Maintenance: Any work involving isolation of the DC input to an inverter, Boost Converter or DC - DC Converter. Pitt & Exhi Data Centres | CORE_POW_000091 | Major Maintenance: Any work involving isolation of the DC input to an inverter, Boost Converter or DC - DC Converter. Pitt & Exhi Data Centres | 5 | 14 | 4 | Uninterruptible Power Supplies (UPS) & No Break Supplies (Includes Inverters) Changes | POW | PDC000000265076 | Core |  | FALSE | 0 | 0 | FALSE | FALSE | FALSE | FALSE | FALSE | FALSE | FALSE | FALSE | False | False
093 | Uninterruptible Power Supplies (UPS) & No Break Supplies (Includes Inverters) Changes | Netpower P1 | CORE_POW_000093:Any work involving prolonged isolation of the ac input to, or ac output from a UPS or inverter. P1 Sites excl Pitt & Exhi | CORE_POW_000093 | Any work involving prolonged isolation of the ac input to, or ac output from a UPS or inverter. P1 Sites excl Pitt & Exhi | 5 | 14 | 4 | Uninterruptible Power Supplies (UPS) & No Break Supplies (Includes Inverters) Changes | POW | PDC000000265076 | Core |  | FALSE | 0 | 0 | FALSE | FALSE | FALSE | FALSE | FALSE | FALSE | FALSE | FALSE | False | False
094 | Uninterruptible Power Supplies (UPS) & No Break Supplies (Includes Inverters) Changes | Netpower P1 | CORE_POW_000094:Any work involving prolonged isolation of the ac input to, or ac output from a UPS or inverter. Pitt & Exhi Data Centres | CORE_POW_000094 | Any work involving prolonged isolation of the ac input to, or ac output from a UPS or inverter. Pitt & Exhi Data Centres | 5 | 14 | 4 | Uninterruptible Power Supplies (UPS) & No Break Supplies (Includes Inverters) Changes | POW | PDC000000265076 | Core |  | FALSE | 0 | 0 | FALSE | FALSE | FALSE | FALSE | FALSE | FALSE | FALSE | FALSE | False | False
096 | Uninterruptible Power Supplies (UPS) & No Break Supplies (Includes Inverters) Changes | Netpower P1 | CORE_POW_000096:Any work involving isolation of the DC input to a UPS (where by - pass supply available) P1 Sites excl Pitt & Exhi | CORE_POW_000096 | Any work involving isolation of the DC input to a UPS (where by - pass supply available) P1 Sites excl Pitt & Exhi | 5 | 14 | 4 | Uninterruptible Power Supplies (UPS) & No Break Supplies (Includes Inverters) Changes | POW | PDC000000265076 | Core |  | FALSE | 0 | 0 | FALSE | FALSE | FALSE | FALSE | FALSE | FALSE | FALSE | FALSE | False | False
097 | Uninterruptible Power Supplies (UPS) & No Break Supplies (Includes Inverters) Changes | Netpower P1 | CORE_POW_000097:Any work involving isolation of the DC input to a UPS (where by - pass supply available) Pitt & Exhi Data Centres | CORE_POW_000097 | Any work involving isolation of the DC input to a UPS (where by - pass supply available) Pitt & Exhi Data Centres | 5 | 14 | 4 | Uninterruptible Power Supplies (UPS) & No Break Supplies (Includes Inverters) Changes | POW | PDC000000265076 | Core |  | FALSE | 0 | 0 | FALSE | FALSE | FALSE | FALSE | FALSE | FALSE | FALSE | FALSE | False | False
099 | Uninterruptible Power Supplies (UPS) & No Break Supplies (Includes Inverters) Changes | Netpower P1 | CORE_POW_000099:Commissioning of UPS, Rectifier P1 Sites excl Pitt & Exhi | CORE_POW_000099 | Commissioning of UPS, Rectifier P1 Sites excl Pitt & Exhi | 5 | 14 | 4 | Uninterruptible Power Supplies (UPS) & No Break Supplies (Includes Inverters) Changes | POW | PDC000000265076 | Core |  | FALSE | 0 | 0 | FALSE | FALSE | FALSE | FALSE | FALSE | FALSE | FALSE | FALSE | False | False
100 | Uninterruptible Power Supplies (UPS) & No Break Supplies (Includes Inverters) Changes | Netpower P1 | CORE_POW_000100:Commissioning of UPS, Rectifier Pitt & Exhi | CORE_POW_000100 | Commissioning of UPS, Rectifier Pitt & Exhi | 5 | 14 | 4 | Uninterruptible Power Supplies (UPS) & No Break Supplies (Includes Inverters) Changes | POW | PDC000000265076 | Core |  | FALSE | 0 | 0 | FALSE | FALSE | FALSE | FALSE | FALSE | FALSE | FALSE | FALSE | False | False
102 | Uninterruptible Power Supplies (UPS) & No Break Supplies (Includes Inverters) Changes | Netpower P1 | CORE_POW_000102:Minor Maintenance: Visual inspection and non - intrusive testing (i.e.: No switching of load) All P1 sites | CORE_POW_000102 | Minor Maintenance: Visual inspection and non - intrusive testing (i.e.: No switching of load) All P1 sites | 5 | 30 | 3 | Uninterruptible Power Supplies (UPS) & No Break Supplies (Includes Inverters) Changes | POW | PDC000000265076 | Core |  | FALSE | 0 | 0 | FALSE | FALSE | FALSE | FALSE | FALSE | FALSE | FALSE | FALSE | False | False
104 | Battery Systems Changes | Netpower P1 | CORE_POW_000104:Battery Discharges - Short Term (Shallow) Discharges on site load. Note: This test is only considered hazardous if the Standby Battery installation has any known deficiencies that could adversely affect the performance of the network during the discharge. All P1 sites | CORE_POW_000104 | Battery Discharges - Short Term (Shallow) Discharges on site load. Note: This test is only considered hazardous if the Standby Battery installation has any known deficiencies that could adversely affect the performance of the network during the discharge. All P1 sites | 5 | 30 | 3 | Battery Systems Changes | POW | PDC000000265076 | Core |  | FALSE | 0 | 0 | FALSE | FALSE | FALSE | FALSE | FALSE | FALSE | FALSE | FALSE | False | False
106 | Battery Systems Changes | Netpower P1 | CORE_POW_000106:Battery / Cell replacement at single bank installations. All P1 sites | CORE_POW_000106 | Battery / Cell replacement at single bank installations. All P1 sites | 5 | 30 | 3 | Battery Systems Changes | POW | PDC000000265076 | Core |  | FALSE | 0 | 0 | FALSE | FALSE | FALSE | FALSE | FALSE | FALSE | FALSE | FALSE | False | False
108 | Battery Systems Changes | Netpower P1 | CORE_POW_000108:Battery charging at single bank installations. All P1 sites | CORE_POW_000108 | Battery charging at single bank installations. All P1 sites | 5 | 30 | 3 | Battery Systems Changes | POW | PDC000000265076 | Core |  | FALSE | 0 | 0 | FALSE | FALSE | FALSE | FALSE | FALSE | FALSE | FALSE | FALSE | False | False
110 | Battery Systems Changes | Netpower P1 | CORE_POW_000110:Adjusting tension of bolted joints - single battery installation. All P1 sites | CORE_POW_000110 | Adjusting tension of bolted joints - single battery installation. All P1 sites | 5 | 30 | 3 | Battery Systems Changes | POW | PDC000000265076 | Core |  | FALSE | 0 | 0 | FALSE | FALSE | FALSE | FALSE | FALSE | FALSE | FALSE | FALSE | False | False
112 | Battery Systems Changes | Netpower P1 | CORE_POW_000112:Battery / Cell replacement at multiple bank installations. All P1 sites | CORE_POW_000112 | Battery / Cell replacement at multiple bank installations. All P1 sites | 5 | 30 | 3 | Battery Systems Changes | POW | PDC000000265076 | Core |  | FALSE | 0 | 0 | FALSE | FALSE | FALSE | FALSE | FALSE | FALSE | FALSE | FALSE | False | False
114 | Battery Systems Changes | Netpower P1 | CORE_POW_000114:Battery charging at multiple bank installations. All P1 sites | CORE_POW_000114 | Battery charging at multiple bank installations. All P1 sites | 5 | 30 | 3 | Battery Systems Changes | POW | PDC000000265076 | Core |  | FALSE | 0 | 0 | FALSE | FALSE | FALSE | FALSE | FALSE | FALSE | FALSE | FALSE | False | False
116 | Battery Systems Changes | Netpower P1 | CORE_POW_000116:Adjusting tension of bolted joints - battery isolated. All P1 sites | CORE_POW_000116 | Adjusting tension of bolted joints - battery isolated. All P1 sites | 5 | 30 | 3 | Battery Systems Changes | POW | PDC000000265076 | Core |  | FALSE | 0 | 0 | FALSE | FALSE | FALSE | FALSE | FALSE | FALSE | FALSE | FALSE | False | False
118 | Battery Systems Changes | Netpower P1 | CORE_POW_000118:Alarm check - isolation of battery fuse / CB (one bank only), at multiple bank installations. All P1 sites | CORE_POW_000118 | Alarm check - isolation of battery fuse / CB (one bank only), at multiple bank installations. All P1 sites | 5 | 30 | 3 | Battery Systems Changes | POW | PDC000000265076 | Core |  | FALSE | 0 | 0 | FALSE | FALSE | FALSE | FALSE | FALSE | FALSE | FALSE | FALSE | False | False
120 | Busbar/Cable Changes | Netpower P1 | CORE_POW_000120:Checking for tightness of connections on busbars or distribution cabling. All P1 sites | CORE_POW_000120 | Checking for tightness of connections on busbars or distribution cabling. All P1 sites | 5 | 30 | 3 | Busbar/Cable Changes | POW | PDC000000265076 | Core |  | FALSE | 0 | 0 | FALSE | FALSE | FALSE | FALSE | FALSE | FALSE | FALSE | FALSE | False | False
122 | Busbar/Cable Changes | Netpower P1 | CORE_POW_000122:Replacement of load ammeter shunt. All P1 sites | CORE_POW_000122 | Replacement of load ammeter shunt. All P1 sites | 5 | 14 | 4 | Busbar/Cable Changes | POW | PDC000000265076 | Core |  | FALSE | 0 | 0 | FALSE | FALSE | FALSE | FALSE | FALSE | FALSE | FALSE | FALSE | False | False
123 | Busbar/Cable Changes | Netpower P1 | CORE_POW_000123:Replacement of load ammeter shunt. Pitt & Exhi Data Centres | CORE_POW_000123 | Replacement of load ammeter shunt. Pitt & Exhi Data Centres | 5 | 14 | 4 | Busbar/Cable Changes | POW | PDC000000265076 | Core |  | FALSE | 0 | 0 | FALSE | FALSE | FALSE | FALSE | FALSE | FALSE | FALSE | FALSE | False | False
125 | High Ohmic Distribution (HOD) Changes | Netpower P1 | CORE_POW_000125:Replacement of contactor, capacitors or diode All P1 sites | CORE_POW_000125 | Replacement of contactor, capacitors or diode All P1 sites | 5 | 30 | 3 | High Ohmic Distribution (HOD) Changes | POW | PDC000000265076 | Core |  | FALSE | 0 | 0 | FALSE | FALSE | FALSE | FALSE | FALSE | FALSE | FALSE | FALSE | False | False
127 | High Ohmic Distribution (HOD) Changes | Netpower P1 | CORE_POW_000127:Replacement of alarm / control card. All P1 sites | CORE_POW_000127 | Replacement of alarm / control card. All P1 sites | 5 | 30 | 3 | High Ohmic Distribution (HOD) Changes | POW | PDC000000265076 | Core |  | FALSE | 0 | 0 | FALSE | FALSE | FALSE | FALSE | FALSE | FALSE | FALSE | FALSE | False | False
129 | High Ohmic Distribution (HOD) Changes | Netpower P1 | CORE_POW_000129:Charging or discharging the capacitor bank. All P1 sites | CORE_POW_000129 | Charging or discharging the capacitor bank. All P1 sites | 5 | 90 | 2 | High Ohmic Distribution (HOD) Changes | POW | PDC000000265076 | Core |  | FALSE | 0 | 0 | FALSE | FALSE | FALSE | FALSE | FALSE | FALSE | FALSE | FALSE | False | False
131 | High Ohmic Distribution (HOD) Changes | Netpower P1 | CORE_POW_000131:Connection/Disconnection of dual fed equipment to HOD (secondary) feed output circuit breaker All P1 sites | CORE_POW_000131 | Connection/Disconnection of dual fed equipment to HOD (secondary) feed output circuit breaker All P1 sites | 5 | 30 | 3 | High Ohmic Distribution (HOD) Changes | POW | PDC000000265076 | Core |  | FALSE | 0 | 0 | FALSE | FALSE | FALSE | FALSE | FALSE | FALSE | FALSE | FALSE | False | False
133 | Solar Power Changes | Netpower P1 | CORE_POW_000133:Working on Solar Cubicles. E.g. It is hazardous working on the motherboard of certain Dunlite Cubicles where the load current is carried by tracks and components on the board. All P1 sites | CORE_POW_000133 | Working on Solar Cubicles. E.g. It is hazardous working on the motherboard of certain Dunlite Cubicles where the load current is carried by tracks and components on the board. All P1 sites | 1 | 180 | 3 | Solar Power Changes | POW | PDC000000265076 | Core | Project Classified (Hazards team duration managed or enforced) | TRUE | 0 | 0 | FALSE | FALSE | FALSE | FALSE | FALSE | FALSE | FALSE | FALSE | False | False
134 | Solar Power Changes | Netpower P1 | CORE_POW_000134:Checking for tightness of connections All P1 sites | CORE_POW_000134 | Checking for tightness of connections All P1 sites | 3 | 180 | 3 | Solar Power Changes | POW | PDC000000265076 | Core | Project Classified (Hazards team duration managed or enforced) | TRUE | 0 | 0 | FALSE | FALSE | FALSE | FALSE | FALSE | FALSE | FALSE | FALSE | False | False
135 | Alarms/Controls Changes | Netpower P1 | CORE_POW_000135:Any work or remote controls where such controls may disable working plant e.g. Remote Reset for Emergency Power Plant. All P1 sites | CORE_POW_000135 | Any work or remote controls where such controls may disable working plant e.g. Remote Reset for Emergency Power Plant. All P1 sites | 5 | 14 | 4 | Alarms/Controls Changes | POW | PDC000000265076 | Core |  | FALSE | 0 | 0 | FALSE | FALSE | FALSE | FALSE | FALSE | FALSE | FALSE | FALSE | False | False
137 | Alarms/Controls Changes | Netpower P1 | CORE_POW_000137:Any work involving removal or disabling of alarms. All P1 sites | CORE_POW_000137 | Any work involving removal or disabling of alarms. All P1 sites | 5 | 90 | 2 | Alarms/Controls Changes | POW | PDC000000265076 | Core |  | FALSE | 0 | 0 | FALSE | FALSE | FALSE | FALSE | FALSE | FALSE | FALSE | FALSE | False | False
139 | Emergency Power Plant (EPP) Changes | Netpower P1 | CORE_POW_000139:Test stability of Rectifier Systems in conjunction with the Emergency Power Plant following any alteration, adjustment, or replacement. P1 sites excl Pitt & Exhi | CORE_POW_000139 | Test stability of Rectifier Systems in conjunction with the Emergency Power Plant following any alteration, adjustment, or replacement. P1 sites excl Pitt & Exhi | 5 | 14 | 4 | Emergency Power Plant (EPP) Changes | POW | PDC000000265076 | Core |  | FALSE | 0 | 0 | FALSE | FALSE | FALSE | FALSE | FALSE | FALSE | FALSE | FALSE | False | False
140 | Emergency Power Plant (EPP) Changes | Netpower P1 | CORE_POW_000140:Test stability of Rectifier Systems in conjunction with the Emergency Power Plant following any alteration, adjustment, or replacement. Pitt & Exhi Data Centres | CORE_POW_000140 | Test stability of Rectifier Systems in conjunction with the Emergency Power Plant following any alteration, adjustment, or replacement. Pitt & Exhi Data Centres | 5 | 14 | 4 | Emergency Power Plant (EPP) Changes | POW | PDC000000265076 | Core |  | FALSE | 0 | 0 | FALSE | FALSE | FALSE | FALSE | FALSE | FALSE | FALSE | FALSE | False | False
142 | Emergency Power Plant (EPP) Changes | Netpower P1 | CORE_POW_000142:Checking of Emergency Power Plant parameters such as overvoltage, over speed which involve maladjustment of settings P1 sites excl Pitt & Exhi | CORE_POW_000142 | Checking of Emergency Power Plant parameters such as overvoltage, over speed which involve maladjustment of settings P1 sites excl Pitt & Exhi | 5 | 14 | 4 | Emergency Power Plant (EPP) Changes | POW | PDC000000265076 | Core |  | FALSE | 0 | 0 | FALSE | FALSE | FALSE | FALSE | FALSE | FALSE | FALSE | FALSE | False | False
143 | Emergency Power Plant (EPP) Changes | Netpower P1 | CORE_POW_000143:Checking of Emergency Power Plant parameters such as overvoltage, over speed which involve maladjustment of settings Pitt & Exhi | CORE_POW_000143 | Checking of Emergency Power Plant parameters such as overvoltage, over speed which involve maladjustment of settings Pitt & Exhi | 5 | 14 | 4 | Emergency Power Plant (EPP) Changes | POW | PDC000000265076 | Core |  | FALSE | 0 | 0 | FALSE | FALSE | FALSE | FALSE | FALSE | FALSE | FALSE | FALSE | False | False
145 | Emergency Power Plant (EPP) Changes | Netpower P1 | CORE_POW_000145:Prolonged isolation of starter / control battery. P1 sites excl Pitt & Exhi | CORE_POW_000145 | Prolonged isolation of starter / control battery. P1 sites excl Pitt & Exhi | 5 | 14 | 4 | Emergency Power Plant (EPP) Changes | POW | PDC000000265076 | Core |  | FALSE | 0 | 0 | FALSE | FALSE | FALSE | FALSE | FALSE | FALSE | FALSE | FALSE | False | False
146 | Emergency Power Plant (EPP) Changes | Netpower P1 | CORE_POW_000146:Prolonged isolation of starter / control battery. Pitt & Exhi Data Centres | CORE_POW_000146 | Prolonged isolation of starter / control battery. Pitt & Exhi Data Centres | 5 | 14 | 4 | Emergency Power Plant (EPP) Changes | POW | PDC000000265076 | Core |  | FALSE | 0 | 0 | FALSE | FALSE | FALSE | FALSE | FALSE | FALSE | FALSE | FALSE | False | False
148 | Emergency Power Plant (EPP) Changes | Netpower P1 | CORE_POW_000148:Prolonged isolation of AC supply to starter / control battery charger. P1 sites excl Pitt & Exhi | CORE_POW_000148 | Prolonged isolation of AC supply to starter / control battery charger. P1 sites excl Pitt & Exhi | 5 | 14 | 4 | Emergency Power Plant (EPP) Changes | POW | PDC000000265076 | Core |  | FALSE | 0 | 0 | FALSE | FALSE | FALSE | FALSE | FALSE | FALSE | FALSE | FALSE | False | False
149 | Emergency Power Plant (EPP) Changes | Netpower P1 | CORE_POW_000149:Prolonged isolation of AC supply to starter / control battery charger. Pitt & Exhi Data Centres | CORE_POW_000149 | Prolonged isolation of AC supply to starter / control battery charger. Pitt & Exhi Data Centres | 5 | 14 | 4 | Emergency Power Plant (EPP) Changes | POW | PDC000000265076 | Core |  | FALSE | 0 | 0 | FALSE | FALSE | FALSE | FALSE | FALSE | FALSE | FALSE | FALSE | False | False
151 | Emergency Power Plant (EPP) Changes | Netpower P1 | CORE_POW_000151:Placement/Removal of EPP. EPP is not connected to Main Switchboard/s. P1 sites excl Pitt & Exhi | CORE_POW_000151 | Placement/Removal of EPP. EPP is not connected to Main Switchboard/s. P1 sites excl Pitt & Exhi | 5 | 14 | 4 | Emergency Power Plant (EPP) Changes | POW | PDC000000265076 | Core |  | FALSE | 0 | 0 | FALSE | FALSE | FALSE | FALSE | FALSE | FALSE | FALSE | FALSE | False | False
152 | Emergency Power Plant (EPP) Changes | Netpower P1 | CORE_POW_000152:Placement/Removal of EPP. EPP is not connected to Main Switchboard/s. Pitt & Exhi Data Centres | CORE_POW_000152 | Placement/Removal of EPP. EPP is not connected to Main Switchboard/s. Pitt & Exhi Data Centres | 5 | 14 | 4 | Emergency Power Plant (EPP) Changes | POW | PDC000000265076 | Core |  | FALSE | 0 | 0 | FALSE | FALSE | FALSE | FALSE | FALSE | FALSE | FALSE | FALSE | False | False
154 | Emergency Power Plant (EPP) Changes | Netpower P1 | CORE_POW_000154:Connection/Disconnection of EPP to Main Switchboard/s P1 Sites excl Pitt & Exhi | CORE_POW_000154 | Connection/Disconnection of EPP to Main Switchboard/s P1 Sites excl Pitt & Exhi | 5 | 14 | 4 | Emergency Power Plant (EPP) Changes | POW | PDC000000265076 | Core |  | FALSE | 0 | 0 | FALSE | FALSE | FALSE | FALSE | FALSE | FALSE | FALSE | FALSE | False | False
155 | Emergency Power Plant (EPP) Changes | Netpower P1 | CORE_POW_000155:Connection/Disconnection of EPP to Main Switchboard/s Pitt & Exhi Data Centres | CORE_POW_000155 | Connection/Disconnection of EPP to Main Switchboard/s Pitt & Exhi Data Centres | 5 | 14 | 4 | Emergency Power Plant (EPP) Changes | POW | PDC000000265076 | Core |  | FALSE | 0 | 0 | FALSE | FALSE | FALSE | FALSE | FALSE | FALSE | FALSE | FALSE | False | False
157 | Emergency Power Plant (EPP) Changes | Netpower P1 | CORE_POW_000157:Replacement of starter / control battery or single cells. All P1 sites | CORE_POW_000157 | Replacement of starter / control battery or single cells. All P1 sites | 1 | 14 | 4 | Emergency Power Plant (EPP) Changes | POW | PDC000000265076 | Core |  | FALSE | 0 | 0 | FALSE | FALSE | FALSE | FALSE | FALSE | FALSE | FALSE | FALSE | False | False
159 | EPP Servicing | Netpower P1 | CORE_POW_000159:Servicing or Isolation of EPP | CORE_POW_000159 | Servicing or Isolation of EPP | 1 | 14 | 4 | EPP Servicing | POW | PDC000000265076 | Core |  | FALSE | 0 | 0 | FALSE | FALSE | FALSE | FALSE | FALSE | FALSE | FALSE | FALSE | False | False
161 | Building & Environmental Changes | Netpower P1 | CORE_POW_000161:All property, building and site alterations/activities structural or other. All P1 sites (Includes ESM and Safety Auditing compliance and environmental and Tank Auditing as well as building works) | CORE_POW_000161 | All property, building and site alterations/activities structural or other. All P1 sites (Includes ESM and Safety Auditing compliance and environmental and Tank Auditing as well as building works) | 5 | 180 | 3 | Building & Environmental Changes | POW | PDC000000265076 | Core | Project Classified (Hazard Team duration managed or enforced) | TRUE | 0 | 0 | FALSE | FALSE | FALSE | FALSE | FALSE | FALSE | FALSE | FALSE | False | False
165 | Building & Environmental Changes | Netpower P1 | CORE_POW_000165:Working under raised floor systems All P1 sites | CORE_POW_000165 | Working under raised floor systems All P1 sites | 5 | 180 | 3 | Building & Environmental Changes | POW | PDC000000265076 | Core | Project Classified (Hazard Team duration managed or enforced) | TRUE | 0 | 0 | FALSE | FALSE | FALSE | FALSE | FALSE | FALSE | FALSE | FALSE | False | False
173 | Building & Environmental Changes | Netpower P1 | CORE_POW_000173:All asbestos related works All sites | CORE_POW_000173 | All asbestos related works All sites | 1 | 180 | 3 | Building & Environmental Changes | POW | PDC000000265076 | Core | Project Classified (Hazard Team duration managed or enforced) | TRUE | 0 | 0 | FALSE | FALSE | FALSE | FALSE | FALSE | FALSE | FALSE | FALSE | False | False
175 | Building & Environmental Changes | Netpower P1 | CORE_POW_000175:Works on the External building fabric All sites | CORE_POW_000175 | Works on the External building fabric All sites | 5 | 180 | 3 | Building & Environmental Changes | POW | PDC000000265076 | Core | Project Classified (Hazard Team duration managed or enforced) | TRUE | 0 | 0 | FALSE | FALSE | FALSE | FALSE | FALSE | FALSE | FALSE | FALSE | False | False
180 | Air Conditioning Changes | Netpower P1 | CORE_POW_000180:Any activity which disables a significant portion of Essential Air conditioning capacity. Could include removal or disconnection of the + 1 redundancy unit in an N+1 configuration. P1 Sites excl Pitt & Exhi | CORE_POW_000180 | Any activity which disables a significant portion of Essential Air conditioning capacity. Could include removal or disconnection of the + 1 redundancy unit in an N+1 configuration. P1 Sites excl Pitt & Exhi | 5 | 14 | 4 | Air Conditioning Changes | POW | PDC000000265076 | Core |  | FALSE | 0 | 0 | FALSE | FALSE | FALSE | FALSE | FALSE | FALSE | FALSE | FALSE | False | False
181 | Air Conditioning Changes | Netpower P1 | CORE_POW_000181:Any activity which disables a significant portion of Essential Air conditioning capacity. Could include removal or disconnection of the + 1 redundancy unit in an N+1 configuration. Pitt & Exhi Data Centres | CORE_POW_000181 | Any activity which disables a significant portion of Essential Air conditioning capacity. Could include removal or disconnection of the + 1 redundancy unit in an N+1 configuration. Pitt & Exhi Data Centres | 5 | 14 | 4 | Air Conditioning Changes | POW | PDC000000265076 | Core |  | FALSE | 0 | 0 | FALSE | FALSE | FALSE | FALSE | FALSE | FALSE | FALSE | FALSE | False | False
183 | Air Conditioning Changes | Netpower P1 | CORE_POW_000183:Mechanical Services Board P1 Sites excl Pitt & Exhi | CORE_POW_000183 | Mechanical Services Board P1 Sites excl Pitt & Exhi | 5 | 14 | 4 | Air Conditioning Changes | POW | PDC000000265076 | Core |  | FALSE | 0 | 0 | FALSE | FALSE | FALSE | FALSE | FALSE | FALSE | FALSE | FALSE | False | False
184 | Air Conditioning Changes | Netpower P1 | CORE_POW_000184:Mechanical Services Board Pitt & Exhi Data Centres | CORE_POW_000184 | Mechanical Services Board Pitt & Exhi Data Centres | 5 | 14 | 4 | Air Conditioning Changes | POW | PDC000000265076 | Core |  | FALSE | 0 | 0 | FALSE | FALSE | FALSE | FALSE | FALSE | FALSE | FALSE | FALSE | False | False
186 | Air Conditioning Changes | Netpower P1 | CORE_POW_000186:Auto Transfer Switch - Air Conditioning All P1 sites | CORE_POW_000186 | Auto Transfer Switch - Air Conditioning All P1 sites | 5 | 30 | 3 | Air Conditioning Changes | POW | PDC000000265076 | Core |  | FALSE | 0 | 0 | FALSE | FALSE | FALSE | FALSE | FALSE | FALSE | FALSE | FALSE | False | False
188 | Air Conditioning Changes | Netpower P1 | CORE_POW_000188:Cooling Tower Cleaning All P1 sites | CORE_POW_000188 | Cooling Tower Cleaning All P1 sites | 5 | 30 | 3 | Air Conditioning Changes | POW | PDC000000265076 | Core |  | FALSE | 0 | 0 | FALSE | FALSE | FALSE | FALSE | FALSE | FALSE | FALSE | FALSE | False | False
190 | Air Conditioning Changes | Netpower P1 | CORE_POW_000190:Working on plant equipment - with standby capacity All P1 sites | CORE_POW_000190 | Working on plant equipment - with standby capacity All P1 sites | 5 | 30 | 3 | Air Conditioning Changes | POW | PDC000000265076 | Core |  | FALSE | 0 | 0 | FALSE | FALSE | FALSE | FALSE | FALSE | FALSE | FALSE | FALSE | False | False
192 | Air Conditioning Changes | Netpower P1 | CORE_POW_000192:Working on plant equipment - without standby capacity P1 Sites excl Pitt & Exhi | CORE_POW_000192 | Working on plant equipment - without standby capacity P1 Sites excl Pitt & Exhi | 5 | 14 | 4 | Air Conditioning Changes | POW | PDC000000265076 | Core |  | FALSE | 0 | 0 | FALSE | FALSE | FALSE | FALSE | FALSE | FALSE | FALSE | FALSE | False | False
193 | Air Conditioning Changes | Netpower P1 | CORE_POW_000193:Working on plant equipment - without standby capacity Pitt & Exhi Data Centres | CORE_POW_000193 | Working on plant equipment - without standby capacity Pitt & Exhi Data Centres | 5 | 14 | 4 | Air Conditioning Changes | POW | PDC000000265076 | Core |  | FALSE | 0 | 0 | FALSE | FALSE | FALSE | FALSE | FALSE | FALSE | FALSE | FALSE | False | False
195 | Air Conditioning Changes | Netpower P1 | CORE_POW_000195:Placement/Removal of Air Conditioning units. Units are not providing cooling. All sites | CORE_POW_000195 | Placement/Removal of Air Conditioning units. Units are not providing cooling. All sites | 5 | 180 | 3 | Air Conditioning Changes | POW | PDC000000265076 | Core | Project Classified (Hazards team duration managed or enforced) | TRUE | 0 | 0 | FALSE | FALSE | FALSE | FALSE | FALSE | FALSE | FALSE | FALSE | False | False
196 | Fire Services Changes | Netpower P1 | CORE_POW_000196:Wet System, Sprinkler All P1 sites | CORE_POW_000196 | Wet System, Sprinkler All P1 sites | 5 | 30 | 3 | Fire Services Changes | POW | PDC000000265076 | Core |  | FALSE | 0 | 0 | FALSE | FALSE | FALSE | FALSE | FALSE | FALSE | FALSE | FALSE | False | False
198 | Fire Services Changes | Netpower P1 | CORE_POW_000198:Gas Suppression System All P1 sites | CORE_POW_000198 | Gas Suppression System All P1 sites | 5 | 30 | 3 | Fire Services Changes | POW | PDC000000265076 | Core |  | FALSE | 0 | 0 | FALSE | FALSE | FALSE | FALSE | FALSE | FALSE | FALSE | FALSE | False | False
200 | Fire Services Changes | Netpower P1 | CORE_POW_000200:Isolation of Fire Panel All sites | CORE_POW_000200 | Isolation of Fire Panel All sites | 5 | 30 | 3 | Fire Services Changes | POW | PDC000000265076 | Core |  | FALSE | 0 | 0 | FALSE | FALSE | FALSE | FALSE | FALSE | FALSE | FALSE | FALSE | False | False
201 | Telepower Power Routines | Netpower P1 | CORE_POW_000201:Emergency Power Plant (EPP) - P1 sites only - Monthly | CORE_POW_000201 | Emergency Power Plant (EPP) - P1 sites only - Monthly | 3 | 14 | 4 | Telepower Power Routines | POW | PDC000000265076 | Core | These are defined as maintenance activity changes to allow routine testing of critical power infrastructure to ensure reliability of the Network. | FALSE | 0 | 0 | FALSE | FALSE | FALSE | FALSE | FALSE | FALSE | FALSE | FALSE | False | False
202 | Telepower Power Routines | Netpower P1 | CORE_POW_000202:Emergency Power Plant (EPP) - Pitt & Exhi Data Centres - Monthly | CORE_POW_000202 | Emergency Power Plant (EPP) - Pitt & Exhi Data Centres - Monthly | 3 | 14 | 4 | Telepower Power Routines | POW | PDC000000265076 | Core | These are defined as maintenance activity changes to allow routine testing of critical power infrastructure to ensure reliability of the Network. | FALSE | 0 | 0 | FALSE | FALSE | FALSE | FALSE | FALSE | FALSE | FALSE | FALSE | False | False
203 | Telepower Power Routines | Netpower P1 | CORE_POW_000203:Emergency Power Plant (EPP) - P1 Sites excl Pitt & Exhi - Quarterly | CORE_POW_000203 | Emergency Power Plant (EPP) - P1 Sites excl Pitt & Exhi - Quarterly | 3 | 14 | 4 | Telepower Power Routines | POW | PDC000000265076 | Core | These are defined as maintenance activity changes to allow routine testing of critical power infrastructure to ensure reliability of the Network. | FALSE | 0 | 0 | FALSE | FALSE | FALSE | FALSE | FALSE | FALSE | FALSE | FALSE | False | False
204 | Telepower Power Routines | Netpower P1 | CORE_POW_000204:Emergency Power Plant (EPP) - Pitt & Exhi Data Centres - Quarterly | CORE_POW_000204 | Emergency Power Plant (EPP) - Pitt & Exhi Data Centres - Quarterly | 3 | 14 | 4 | Telepower Power Routines | POW | PDC000000265076 | Core | These are defined as maintenance activity changes to allow routine testing of critical power infrastructure to ensure reliability of the Network. | FALSE | 0 | 0 | FALSE | FALSE | FALSE | FALSE | FALSE | FALSE | FALSE | FALSE | False | False
206 | Telepower Power Routines | Netpower P1 | CORE_POW_000206:Mobile Emergency Power Plant (MEPP) - All P1 sites - Quarterly | CORE_POW_000206 | Mobile Emergency Power Plant (MEPP) - All P1 sites - Quarterly | 1 | 90 | 2 | Telepower Power Routines | POW | PDC000000265076 | Core | These are defined as maintenance activity changes to allow routine testing of critical power infrastructure to ensure reliability of the Network. | FALSE | 0 | 0 | FALSE | FALSE | FALSE | FALSE | FALSE | FALSE | FALSE | FALSE | False | False
207 | Telepower Power Routines | Netpower P1 | CORE_POW_000207:NiCad Flooded Battery (EPP Starter) - All P1 sites - Quarterly | CORE_POW_000207 | NiCad Flooded Battery (EPP Starter) - All P1 sites - Quarterly | 5 | 90 | 2 | Telepower Power Routines | POW | PDC000000265076 | Core | These are defined as maintenance activity changes to allow routine testing of critical power infrastructure to ensure reliability of the Network. | FALSE | 0 | 0 | FALSE | FALSE | FALSE | FALSE | FALSE | FALSE | FALSE | FALSE | False | False
209 | Telepower Power Routines | Netpower P1 | CORE_POW_000209:Batteries (Lead Acid Flooded / Lead Acid Valve Regulated) - All P1 sites - Six Monthly | CORE_POW_000209 | Batteries (Lead Acid Flooded / Lead Acid Valve Regulated) - All P1 sites - Six Monthly | 5 | 90 | 2 | Telepower Power Routines | POW | PDC000000265076 | Core | These are defined as maintenance activity changes to allow routine testing of critical power infrastructure to ensure reliability of the Network. | FALSE | 0 | 0 | FALSE | FALSE | FALSE | FALSE | FALSE | FALSE | FALSE | FALSE | False | False
211 | Telepower Power Routines | Netpower P1 | CORE_POW_000211:Emergency Power Plant (EPP) - All P1 sites - Yearly | CORE_POW_000211 | Emergency Power Plant (EPP) - All P1 sites - Yearly | 5 | 90 | 2 | Telepower Power Routines | POW | PDC000000265076 | Core | These are defined as maintenance activity changes to allow routine testing of critical power infrastructure to ensure reliability of the Network. | FALSE | 0 | 0 | FALSE | FALSE | FALSE | FALSE | FALSE | FALSE | FALSE | FALSE | False | False
214 | Telepower Power Routines | Netpower P1 | CORE_POW_000214:D.C. Distribution / HOD / LOD - All P1 sites - Yearly | CORE_POW_000214 | D.C. Distribution / HOD / LOD - All P1 sites - Yearly | 5 | 90 | 2 | Telepower Power Routines | POW | PDC000000265076 | Core | These are defined as maintenance activity changes to allow routine testing of critical power infrastructure to ensure reliability of the Network. | FALSE | 0 | 0 | FALSE | FALSE | FALSE | FALSE | FALSE | FALSE | FALSE | FALSE | False | False
216 | Telepower Power Routines | Netpower P1 | CORE_POW_000216:Batteries (Lead Acid Flooded / Lead Acid Valve Regulated) - All P1 sites - Yearly | CORE_POW_000216 | Batteries (Lead Acid Flooded / Lead Acid Valve Regulated) - All P1 sites - Yearly | 5 | 90 | 2 | Telepower Power Routines | POW | PDC000000265076 | Core | These are defined as maintenance activity changes to allow routine testing of critical power infrastructure to ensure reliability of the Network. | FALSE | 0 | 0 | FALSE | FALSE | FALSE | FALSE | FALSE | FALSE | FALSE | FALSE | False | False
218 | Telepower Power Routines | Netpower P1 | CORE_POW_000218:NiCad Flooded Battery (EPP Starter) - All P1 sites - Yearly | CORE_POW_000218 | NiCad Flooded Battery (EPP Starter) - All P1 sites - Yearly | 5 | 90 | 2 | Telepower Power Routines | POW | PDC000000265076 | Core | These are defined as maintenance activity changes to allow routine testing of critical power infrastructure to ensure reliability of the Network. | FALSE | 0 | 0 | FALSE | FALSE | FALSE | FALSE | FALSE | FALSE | FALSE | FALSE | False | False
220 | Telepower Power Routines | Netpower P1 | CORE_POW_000220:DC Power Systems (LPS / MPS / SPS / RPS / IPS / MRS) NOTE: If single plane must be conducted in MW (A class hazard). If dual plane can be done in B/Hs - All P1 sites - Yearly | CORE_POW_000220 | DC Power Systems (LPS / MPS / SPS / RPS / IPS / MRS) NOTE: If single plane must be conducted in MW (A class hazard). If dual plane can be done in B/Hs - All P1 sites - Yearly | 5 | 14 | 4 | Telepower Power Routines | POW | PDC000000265076 | Core | These are defined as maintenance activity changes to allow routine testing of critical power infrastructure to ensure reliability of the Network. | FALSE | 0 | 0 | FALSE | FALSE | FALSE | FALSE | FALSE | FALSE | FALSE | FALSE | False | False
222 | Telepower Power Routines | Netpower P1 | CORE_POW_000222:Distributed Power (DPU) NOTE: If single plane must be conducted in MW (A class hazard). If dual plane can be done in B/Hs - All P1 sites - Yearly | CORE_POW_000222 | Distributed Power (DPU) NOTE: If single plane must be conducted in MW (A class hazard). If dual plane can be done in B/Hs - All P1 sites - Yearly | 5 | 14 | 4 | Telepower Power Routines | POW | PDC000000265076 | Core | These are defined as maintenance activity changes to allow routine testing of critical power infrastructure to ensure reliability of the Network. | FALSE | 0 | 0 | FALSE | FALSE | FALSE | FALSE | FALSE | FALSE | FALSE | FALSE | False | False
225 | Telepower Power Routines | Netpower P1 | CORE_POW_000225:Short Term Discharge Test. NOTE: If dual plane can be performed in business hours - All P1 sites - Yearly | CORE_POW_000225 | Short Term Discharge Test. NOTE: If dual plane can be performed in business hours - All P1 sites - Yearly | 5 | 14 | 4 | Telepower Power Routines | POW | PDC000000265076 | Core | These are defined as maintenance activity changes to allow routine testing of critical power infrastructure to ensure reliability of the Network. | FALSE | 0 | 0 | FALSE | FALSE | FALSE | FALSE | FALSE | FALSE | FALSE | FALSE | False | False
227 | Telepower Power Routines | Netpower P1 | CORE_POW_000227:Demand Side Response A planned event where EPPstake the load from the electricity grid at the request of a power agency. Applies to pre - approved sites only. - All P1 sites - Special Request | CORE_POW_000227 | Demand Side Response A planned event where EPPstake the load from the electricity grid at the request of a power agency. Applies to pre - approved sites only. - All P1 sites - Special Request | 5 | 14 | 4 | Telepower Power Routines | POW | PDC000000265076 | Core | These are defined as maintenance activity changes to allow routine testing of critical power infrastructure to ensure reliability of the Network. | FALSE | 0 | 0 | FALSE | FALSE | FALSE | FALSE | FALSE | FALSE | FALSE | FALSE | False | False
234 | NBN Hazards Works | Netpower P1 | CORE_POW_000234:NBN Works All P1 sites | CORE_POW_000234 | NBN Works All P1 sites | 5 | 180 | 3 | NBN Hazards Works | POW | PDC000000265076 | Core | These are defined as for NBN works performed by NBN Co on NBN Equipment. No Power works on Telstra Telepower Systems, building facilities or risers. Project Classified (Hazards team duration managed or enforced) | TRUE | 0 | 0 | FALSE | FALSE | FALSE | FALSE | FALSE | FALSE | FALSE | FALSE | False | False
235 | NBN Hazards Works | Netpower P1 | CORE_POW_000235:NBN Works Pitt & Exhi Data Centres | CORE_POW_000235 | NBN Works Pitt & Exhi Data Centres | 5 | 180 | 3 | NBN Hazards Works | POW | PDC000000265076 | Core | These are defined as for NBN works performed by NBN Co on NBN Equipment. No Power works on Telstra Telepower Systems, building facilities or risers. Project Classified (Hazards team duration managed or enforced) | TRUE | 0 | 0 | FALSE | FALSE | FALSE | FALSE | FALSE | FALSE | FALSE | FALSE | False | False
237 | Mobiles Hazards Works (Due to Alarms & Site Access only) | Netpower P1 | CORE_POW_000237:Mobile Works All P1 sites | CORE_POW_000237 | Mobile Works All P1 sites | 5 | 180 | 2 | Mobiles Hazards Works (Due to Alarms & Site Access only) | POW | PDC000000265076 | Core | These works are defined as Mobile works internal to Network Sites where alarms may be triggered or Site Access is required. All Mobile Group Activities must be documented under the Mobile Group’s specific CAD activity. with all mobile works within the Telstra networks are done under approved CMAT. Project Classified (Hazard Team duration managed or enforced) | TRUE | 0 | 0 | FALSE | FALSE | FALSE | FALSE | FALSE | FALSE | FALSE | FALSE | False | False
238 | Mobiles Hazards Works (Due to Alarms & Site Access only) | Netpower P1 | CORE_POW_000238:Mobile Works Pitt & Exhi Data Centres | CORE_POW_000238 | Mobile Works Pitt & Exhi Data Centres | 5 | 180 | 2 | Mobiles Hazards Works (Due to Alarms & Site Access only) | POW | PDC000000265076 | Core | These works are defined as Mobile works internal to Network Sites where alarms may be triggered or Site Access is required. All Mobile Group Activities must be documented under the Mobile Group’s specific CAD activity. with all mobile works within the Telstra networks are done under approved CMAT. Project Classified (Hazard Team duration managed or enforced) | TRUE | 0 | 0 | FALSE | FALSE | FALSE | FALSE | FALSE | FALSE | FALSE | FALSE | False | False
240 | Teba Hazards Works | Netpower P1 | CORE_POW_000240:Teba Works All P1 sites | CORE_POW_000240 | Teba Works All P1 sites | 5 | 180 | 2 | Teba Hazards Works | POW | PDC000000265076 | Core | Network equipment installation sign offs must be part of the equipment owners CAD. Project Classified (Hazard Team duration managed or enforced) | TRUE | 0 | 0 | FALSE | FALSE | FALSE | FALSE | FALSE | FALSE | FALSE | FALSE | False | False
241 | Teba Hazards Works | Netpower P1 | CORE_POW_000241:Teba Works Pitt & Exhi Data Centres | CORE_POW_000241 | Teba Works Pitt & Exhi Data Centres | 5 | 180 | 2 | Teba Hazards Works | POW | PDC000000265076 | Core | Network equipment installation sign offs must be part of the equipment owners CAD. Project Classified (Hazard Team duration managed or enforced) | TRUE | 0 | 0 | FALSE | FALSE | FALSE | FALSE | FALSE | FALSE | FALSE | FALSE | False | False
243 | Battery LCR Hazards Works (Mobile sites, P1 & NON P1 Sites) | Netpower P1 | CORE_POW_000243:Battery LCR All P1 sites | CORE_POW_000243 | Battery LCR All P1 sites | 5 | 180 | 3 | Battery LCR Hazards Works (Mobile sites, P1 & NON P1 Sites) | POW | PDC000000265076 | Core | (NO isolations or cutovers) Project Classified (Hazard Team duration managed or enforced) | TRUE | 0 | 0 | FALSE | FALSE | FALSE | FALSE | FALSE | FALSE | FALSE | FALSE | False | False
244 | Battery LCR Hazards Works (Mobile sites, P1 & NON P1 Sites) | Netpower P1 | CORE_POW_000244:Battery LCR Pitt & Exhi Data Centres | CORE_POW_000244 | Battery LCR Pitt & Exhi Data Centres | 5 | 180 | 2 | Battery LCR Hazards Works (Mobile sites, P1 & NON P1 Sites) | POW | PDC000000265076 | Core | (NO isolations or cutovers) Project Classified (Hazard Team duration managed or enforced) | TRUE | 0 | 0 | FALSE | FALSE | FALSE | FALSE | FALSE | FALSE | FALSE | FALSE | False | False
246 | Rack / Suite Construction Inc. H Frame & secondary power & caballing installation / recovery. | Netpower P1 | CORE_POW_000246:Rack /suite Construction including H FRAME racks & Secondary power & caballing installation/ Recovery All P1 sites | CORE_POW_000246 | Rack /suite Construction including H FRAME racks & Secondary power & caballing installation/ Recovery All P1 sites | 5 | 180 | 3 | Rack / Suite Construction Inc. H Frame & secondary power & caballing installation / recovery. | POW | PDC000000265076 | Core | (NO isolations or cutovers) Network equipment installation sign offs must be part of the equipment owners CAD. Project Classified (Hazard Team duration managed or enforced) | TRUE | 0 | 0 | FALSE | FALSE | FALSE | FALSE | FALSE | FALSE | FALSE | FALSE | False | False
247 | Rack / Suite Construction Inc. H Frame & secondary power & caballing installation / recovery. | Netpower P1 | CORE_POW_000247:Rack /suite Construction including H FRAME racks & Secondary power & caballing installation/ Recovery Pitt & Exhi Data Centres | CORE_POW_000247 | Rack /suite Construction including H FRAME racks & Secondary power & caballing installation/ Recovery Pitt & Exhi Data Centres | 5 | 180 | 3 | Rack / Suite Construction Inc. H Frame & secondary power & caballing installation / recovery. | POW | PDC000000265076 | Core | (NO isolations or cutovers) Network equipment installation sign offs must be part of the equipment owners CAD. Project Classified (Hazard Team duration managed or enforced) | TRUE | 0 | 0 | FALSE | FALSE | FALSE | FALSE | FALSE | FALSE | FALSE | FALSE | False | False
258 | EPP Servicing | Netpower P1 | CORE_POW_000258:Long term Project isolation of EPP in a P1 where redundancy is in place | CORE_POW_000258 | Long term Project isolation of EPP in a P1 where redundancy is in place | 1 | 180 | 3 | EPP Servicing | POW | PDC000000265076 | Core |  | TRUE | 0 | 0 | FALSE | FALSE | FALSE | FALSE | FALSE | FALSE | FALSE | FALSE | False | False
259 | AC/DC Conversion Systems (Rectifiers, Power Systems, etc.) Changes | Netpower Non P1 - Svc Interruption | CORE_POW_000259:Connection/Disconnection of Exchange loads. to/from Main Switchboards, Distribution Boards P1 Sites excl Pitt & Exhi | CORE_POW_000259 | Connection/Disconnection of Exchange loads. to/from Main Switchboards, Distribution Boards P1 Sites excl Pitt & Exhi | 1 | 14 | 4 | AC/DC Conversion Systems (Rectifiers, Power Systems, etc.) Changes | POW | PDC000000265075 | Core |  | FALSE | 0 | 0 | FALSE | FALSE | FALSE | FALSE | FALSE | FALSE | FALSE | FALSE | False | False
261 | Air Conditioning Changes | Netpower Non P1 - Svc Interruption | CORE_POW_000261:Connection/Disconnection of Exchange loads. to/from Main Switchboards, Distribution Boards P1 Sites excl Pitt & Exhi | CORE_POW_000261 | Connection/Disconnection of Exchange loads. to/from Main Switchboards, Distribution Boards P1 Sites excl Pitt & Exhi | 1 | 14 | 4 | Air Conditioning Changes | POW | PDC000000265075 | Core |  | FALSE | 0 | 0 | FALSE | FALSE | FALSE | FALSE | FALSE | FALSE | FALSE | FALSE | False | False
263 | Alarms/Controls Changes | Netpower Non P1 - Svc Interruption | CORE_POW_000263:Connection/Disconnection of Exchange loads. to/from Main Switchboards, Distribution Boards P1 Sites excl Pitt & Exhi | CORE_POW_000263 | Connection/Disconnection of Exchange loads. to/from Main Switchboards, Distribution Boards P1 Sites excl Pitt & Exhi | 1 | 14 | 4 | Alarms/Controls Changes | POW | PDC000000265075 | Core |  | FALSE | 0 | 0 | FALSE | FALSE | FALSE | FALSE | FALSE | FALSE | FALSE | FALSE | False | False
265 | Battery LCR Hazards Works (Mobile sites, P1 & NON P1 Sites) | Netpower Non P1 - Svc Interruption | CORE_POW_000265:Connection/Disconnection of Exchange loads. to/from Main Switchboards, Distribution Boards P1 Sites excl Pitt & Exhi | CORE_POW_000265 | Connection/Disconnection of Exchange loads. to/from Main Switchboards, Distribution Boards P1 Sites excl Pitt & Exhi | 1 | 14 | 4 | Battery LCR Hazards Works (Mobile sites, P1 & NON P1 Sites) | POW | PDC000000265075 | Core |  | FALSE | 0 | 0 | FALSE | FALSE | FALSE | FALSE | FALSE | FALSE | FALSE | FALSE | False | False
267 | Battery Systems Changes | Netpower Non P1 - Svc Interruption | CORE_POW_000267:Connection/Disconnection of Exchange loads. to/from Main Switchboards, Distribution Boards P1 Sites excl Pitt & Exhi | CORE_POW_000267 | Connection/Disconnection of Exchange loads. to/from Main Switchboards, Distribution Boards P1 Sites excl Pitt & Exhi | 1 | 14 | 4 | Battery Systems Changes | POW | PDC000000265075 | Core |  | FALSE | 0 | 0 | FALSE | FALSE | FALSE | FALSE | FALSE | FALSE | FALSE | FALSE | False | False
271 | Busbar/Cable Changes | Netpower Non P1 - Svc Interruption | CORE_POW_000271:Connection/Disconnection of Exchange loads. to/from Main Switchboards, Distribution Boards P1 Sites excl Pitt & Exhi | CORE_POW_000271 | Connection/Disconnection of Exchange loads. to/from Main Switchboards, Distribution Boards P1 Sites excl Pitt & Exhi | 1 | 14 | 4 | Busbar/Cable Changes | POW | PDC000000265075 | Core |  | FALSE | 0 | 0 | FALSE | FALSE | FALSE | FALSE | FALSE | FALSE | FALSE | FALSE | False | False
273 | DC Supply & Installation Changes | Netpower Non P1 - Svc Interruption | CORE_POW_000273:Connection/Disconnection of Exchange loads. to/from Main Switchboards, Distribution Boards P1 Sites excl Pitt & Exhi | CORE_POW_000273 | Connection/Disconnection of Exchange loads. to/from Main Switchboards, Distribution Boards P1 Sites excl Pitt & Exhi | 1 | 14 | 4 | DC Supply & Installation Changes | POW | PDC000000265075 | Core |  | FALSE | 0 | 0 | FALSE | FALSE | FALSE | FALSE | FALSE | FALSE | FALSE | FALSE | False | False
275 | Emergency Power Plant (EPP) Changes | Netpower Non P1 - Svc Interruption | CORE_POW_000275:Connection/Disconnection of Exchange loads. to/from Main Switchboards, Distribution Boards P1 Sites excl Pitt & Exhi | CORE_POW_000275 | Connection/Disconnection of Exchange loads. to/from Main Switchboards, Distribution Boards P1 Sites excl Pitt & Exhi | 1 | 14 | 4 | Emergency Power Plant (EPP) Changes | POW | PDC000000265075 | Core |  | FALSE | 0 | 0 | FALSE | FALSE | FALSE | FALSE | FALSE | FALSE | FALSE | FALSE | False | False
277 | EPP Servicing | Netpower Non P1 - Svc Interruption | CORE_POW_000277:Connection/Disconnection of Exchange loads. to/from Main Switchboards, Distribution Boards P1 Sites excl Pitt & Exhi | CORE_POW_000277 | Connection/Disconnection of Exchange loads. to/from Main Switchboards, Distribution Boards P1 Sites excl Pitt & Exhi | 1 | 14 | 4 | EPP Servicing | POW | PDC000000265075 | Core |  | FALSE | 0 | 0 | FALSE | FALSE | FALSE | FALSE | FALSE | FALSE | FALSE | FALSE | False | False
279 | Fire Services Changes | Netpower Non P1 - Svc Interruption | CORE_POW_000279:Connection/Disconnection of Exchange loads. to/from Main Switchboards, Distribution Boards P1 Sites excl Pitt & Exhi | CORE_POW_000279 | Connection/Disconnection of Exchange loads. to/from Main Switchboards, Distribution Boards P1 Sites excl Pitt & Exhi | 1 | 14 | 4 | Fire Services Changes | POW | PDC000000265075 | Core |  | FALSE | 0 | 0 | FALSE | FALSE | FALSE | FALSE | FALSE | FALSE | FALSE | FALSE | False | False
281 | High Ohmic Distribution (HOD) Changes | Netpower Non P1 - Svc Interruption | CORE_POW_000281:Connection/Disconnection of Exchange loads. to/from Main Switchboards, Distribution Boards P1 Sites excl Pitt & Exhi | CORE_POW_000281 | Connection/Disconnection of Exchange loads. to/from Main Switchboards, Distribution Boards P1 Sites excl Pitt & Exhi | 1 | 14 | 4 | High Ohmic Distribution (HOD) Changes | POW | PDC000000265075 | Core |  | FALSE | 0 | 0 | FALSE | FALSE | FALSE | FALSE | FALSE | FALSE | FALSE | FALSE | False | False
283 | Mobiles Hazards Works (Due to Alarms & Site Access only) | Netpower Non P1 - Svc Interruption | CORE_POW_000283:Connection/Disconnection of Exchange loads. to/from Main Switchboards, Distribution Boards P1 Sites excl Pitt & Exhi | CORE_POW_000283 | Connection/Disconnection of Exchange loads. to/from Main Switchboards, Distribution Boards P1 Sites excl Pitt & Exhi | 1 | 14 | 4 | Mobiles Hazards Works (Due to Alarms & Site Access only) | POW | PDC000000265075 | Core |  | FALSE | 0 | 0 | FALSE | FALSE | FALSE | FALSE | FALSE | FALSE | FALSE | FALSE | False | False
285 | NBN Hazards Works | Netpower Non P1 - Svc Interruption | CORE_POW_000285:Connection/Disconnection of Exchange loads. to/from Main Switchboards, Distribution Boards P1 Sites excl Pitt & Exhi | CORE_POW_000285 | Connection/Disconnection of Exchange loads. to/from Main Switchboards, Distribution Boards P1 Sites excl Pitt & Exhi | 1 | 14 | 4 | NBN Hazards Works | POW | PDC000000265075 | Core |  | FALSE | 0 | 0 | FALSE | FALSE | FALSE | FALSE | FALSE | FALSE | FALSE | FALSE | False | False
287 | Rack / Suite Construction Inc. H Frame & secondary power & caballing installation / recovery. | Netpower Non P1 - Svc Interruption | CORE_POW_000287:Connection/Disconnection of Exchange loads. to/from Main Switchboards, Distribution Boards P1 Sites excl Pitt & Exhi | CORE_POW_000287 | Connection/Disconnection of Exchange loads. to/from Main Switchboards, Distribution Boards P1 Sites excl Pitt & Exhi | 1 | 14 | 4 | Rack / Suite Construction Inc. H Frame & secondary power & caballing installation / recovery. | POW | PDC000000265075 | Core |  | FALSE | 0 | 0 | FALSE | FALSE | FALSE | FALSE | FALSE | FALSE | FALSE | FALSE | False | False
289 | Solar Power Changes | Netpower Non P1 - Svc Interruption | CORE_POW_000289:Connection/Disconnection of Exchange loads. to/from Main Switchboards, Distribution Boards P1 Sites excl Pitt & Exhi | CORE_POW_000289 | Connection/Disconnection of Exchange loads. to/from Main Switchboards, Distribution Boards P1 Sites excl Pitt & Exhi | 1 | 14 | 4 | Solar Power Changes | POW | PDC000000265075 | Core |  | FALSE | 0 | 0 | FALSE | FALSE | FALSE | FALSE | FALSE | FALSE | FALSE | FALSE | False | False
291 | Teba Hazards Works | Netpower Non P1 - Svc Interruption | CORE_POW_000291:Connection/Disconnection of Exchange loads. to/from Main Switchboards, Distribution Boards P1 Sites excl Pitt & Exhi | CORE_POW_000291 | Connection/Disconnection of Exchange loads. to/from Main Switchboards, Distribution Boards P1 Sites excl Pitt & Exhi | 1 | 14 | 4 | Teba Hazards Works | POW | PDC000000265075 | Core |  | FALSE | 0 | 0 | FALSE | FALSE | FALSE | FALSE | FALSE | FALSE | FALSE | FALSE | False | False
293 | Telepower Power Routines | Netpower Non P1 - Svc Interruption | CORE_POW_000293:Connection/Disconnection of Exchange loads. to/from Main Switchboards, Distribution Boards P1 Sites excl Pitt & Exhi | CORE_POW_000293 | Connection/Disconnection of Exchange loads. to/from Main Switchboards, Distribution Boards P1 Sites excl Pitt & Exhi | 1 | 14 | 4 | Telepower Power Routines | POW | PDC000000265075 | Core |  | FALSE | 0 | 0 | FALSE | FALSE | FALSE | FALSE | FALSE | FALSE | FALSE | FALSE | False | False
295 | Uninterruptible Power Supplies (UPS) & No Break Supplies (Includes Inverters) Changes | Netpower Non P1 - Svc Interruption | CORE_POW_000295:Connection/Disconnection of Exchange loads. to/from Main Switchboards, Distribution Boards P1 Sites excl Pitt & Exhi | CORE_POW_000295 | Connection/Disconnection of Exchange loads. to/from Main Switchboards, Distribution Boards P1 Sites excl Pitt & Exhi | 1 | 14 | 4 | Uninterruptible Power Supplies (UPS) & No Break Supplies (Includes Inverters) Changes | POW | PDC000000265075 | Core |  | FALSE | 0 | 0 | FALSE | FALSE | FALSE | FALSE | FALSE | FALSE | FALSE | FALSE | False | False
300 | AC Supply & Distribution Changes | Netpower P1 | CORE_POW_000300:Works to allow EDI Grid Authority Meters to be installed (without outages) to P1 sites (Mains interruption required review via BSO) | CORE_POW_000300 | Works to allow EDI Grid Authority Meters to be installed (without outages) to P1 sites (Mains interruption required review via BSO) | 5 | 90 | 4 | AC Supply & Distribution Changes | POW | PDC000000265076 | Core |  | TRUE | 0 | 0 | FALSE | FALSE | FALSE | FALSE | FALSE | FALSE | FALSE | FALSE | False | False
301 | Emergency Power Plant (EPP) Changes | Netpower P1 | CORE_POW_000301:EPP's run online with load (not routines) | CORE_POW_000301 | EPP's run online with load (not routines) | 5 | 1 | 4 | Emergency Power Plant (EPP) Changes | POW | PDC000000265076 | Core |  | FALSE | 0 | 0 | FALSE | FALSE | FALSE | FALSE | FALSE | FALSE | FALSE | FALSE | False | False
302 | Emergency Power Plant (EPP) Changes | Netpower P1 | CORE_POW_000302:EPP's run online with load(not routines) Pitt and Exhibition Data Centres | CORE_POW_000302 | EPP's run online with load(not routines) Pitt and Exhibition Data Centres | 5 | 1 | 4 | Emergency Power Plant (EPP) Changes | POW | PDC000000265076 | Core |  | FALSE | 0 | 0 | FALSE | FALSE | FALSE | FALSE | FALSE | FALSE | FALSE | FALSE | False | False
303 | Emergency Power Plant (EPP) Changes | Netpower P1 | CORE_POW_000303:EPP's run offline (not routines) | CORE_POW_000303 | EPP's run offline (not routines) | 5 | 1 | 3 | Emergency Power Plant (EPP) Changes | POW | PDC000000265076 | Core |  | FALSE | 0 | 0 | FALSE | FALSE | FALSE | FALSE | FALSE | FALSE | FALSE | FALSE | False | False
304 | Emergency Power Plant (EPP) Changes | Netpower P1 | CORE_POW_000304:EPP's run offline (not routines) Pitt and Exhibition Data Centres | CORE_POW_000304 | EPP's run offline (not routines) Pitt and Exhibition Data Centres | 5 | 1 | 3 | Emergency Power Plant (EPP) Changes | POW | PDC000000265076 | Core |  | FALSE | 0 | 0 | FALSE | FALSE | FALSE | FALSE | FALSE | FALSE | FALSE | FALSE | False | False
306 | Emergency Power Plant (EPP) Changes | Netpower Non P1 - No Svc Interruption | CORE_POW_000306:EPP's run offline (not routines) | CORE_POW_000306 | EPP's run offline (not routines) | 5 | 1 | 3 | Emergency Power Plant (EPP) Changes | POW | PDC000000271890 | Core |  | FALSE | 0 | 0 | FALSE | FALSE | FALSE | FALSE | FALSE | FALSE | FALSE | FALSE | False | False
309 | EACS Site System Changes | Netpower P1 | CORE_POW_000309:Any maintenance on EACS system including installation / relocation and decommissioning | CORE_POW_000309 | Any maintenance on EACS system including installation / relocation and decommissioning | 1 | 365 | 1 | EACS Site System Changes | POW | PDC000000265076 | Core | Any maintenance on EACS system including installation / relocation and decommissioning | FALSE | 0 | 0 | FALSE | FALSE | FALSE | FALSE | FALSE | FALSE | FALSE | FALSE | False | False
310 | AC Supply & Distribution Changes | Netpower P1 | CORE_POW_000310:Connection/Disconnection of Exchange loads. to/from Main Switchboards, Distribution Boards P1 Sites excl Pitt & Exhi | CORE_POW_000310 | Connection/Disconnection of Exchange loads. to/from Main Switchboards, Distribution Boards P1 Sites excl Pitt & Exhi | 1 | 14 | 4 | AC Supply & Distribution Changes | POW | PDC000000265076 | Core |  | FALSE | 0 | 0 | FALSE | FALSE | FALSE | FALSE | FALSE | FALSE | FALSE | FALSE | False | False
311 | AC Supply & Distribution Changes | Netpower P1 | CORE_POW_000311:Mechanical Services power works Inc. Working on Switchboards MECH. P1 Sites excl Pitt & Exhi Data Centres(No Live Work Permitted) | CORE_POW_000311 | Mechanical Services power works Inc. Working on Switchboards MECH. P1 Sites excl Pitt & Exhi Data Centres(No Live Work Permitted) | 5 | 30 | 3 | AC Supply & Distribution Changes | POW | PDC000000265076 | Core |  | FALSE | 0 | 0 | FALSE | FALSE | FALSE | FALSE | FALSE | FALSE | FALSE | FALSE | False | False
312 | AC Supply & Distribution Changes | Netpower P1 | CORE_POW_000312:Mechanical Services power works Inc. Working on Switchboards Pitt & Exhi Data Centres (No Live Work Permitted) | CORE_POW_000312 | Mechanical Services power works Inc. Working on Switchboards Pitt & Exhi Data Centres (No Live Work Permitted) | 5 | 30 | 3 | AC Supply & Distribution Changes | POW | PDC000000265076 | Core |  | FALSE | 0 | 0 | FALSE | FALSE | FALSE | FALSE | FALSE | FALSE | FALSE | FALSE | False | False
003 | DC Supply & Installation Changes | Netpower Non P1 - No Svc Interruption | NCOR_POW_000003:Placement/Removal of diode and/or diode shorting link in load carrying HOD Non P1 | NCOR_POW_000003 | Placement/Removal of diode and/or diode shorting link in load carrying HOD Non P1 | 1 | 14 | 4 | DC Supply & Installation Changes | POW | PDC000000271890 | Non Core |  | FALSE | 0 | 0 | FALSE | FALSE | FALSE | FALSE | FALSE | FALSE | FALSE | FALSE | False | False
006 | DC Supply & Installation Changes | Netpower Non P1 - No Svc Interruption | NCOR_POW_000006:Placement/Removal of resistor shorting link of load carrying HOD distribution circuit Non P1 | NCOR_POW_000006 | Placement/Removal of resistor shorting link of load carrying HOD distribution circuit Non P1 | 1 | 14 | 4 | DC Supply & Installation Changes | POW | PDC000000271890 | Non Core |  | FALSE | 0 | 0 | FALSE | FALSE | FALSE | FALSE | FALSE | FALSE | FALSE | FALSE | False | False
009 | DC Supply & Installation Changes | Netpower Non P1 - No Svc Interruption | NCOR_POW_000009:Connection/Disconnection (Cutover) of IPS, BBS, RPS, MRS, LPS,MPS,SPS etc. to live DC distribution bus/cabling Non P1 | NCOR_POW_000009 | Connection/Disconnection (Cutover) of IPS, BBS, RPS, MRS, LPS,MPS,SPS etc. to live DC distribution bus/cabling Non P1 | 1 | 30 | 3 | DC Supply & Installation Changes | POW | PDC000000271890 | Non Core |  | FALSE | 0 | 0 | FALSE | FALSE | FALSE | FALSE | FALSE | FALSE | FALSE | FALSE | False | False
012 | DC Supply & Installation Changes | Netpower Non P1 - No Svc Interruption | NCOR_POW_000012:Connection/Disconnection of temporary DC load carrying supplies Non P1 | NCOR_POW_000012 | Connection/Disconnection of temporary DC load carrying supplies Non P1 | 1 | 30 | 3 | DC Supply & Installation Changes | POW | PDC000000271890 | Non Core |  | FALSE | 0 | 0 | FALSE | FALSE | FALSE | FALSE | FALSE | FALSE | FALSE | FALSE | False | False
015 | DC Supply & Installation Changes | Netpower Non P1 - No Svc Interruption | NCOR_POW_000015:Connection/Disconnection of HOD cubicle or DC Distribution Panel to/from primary DC power Non P1 sites | NCOR_POW_000015 | Connection/Disconnection of HOD cubicle or DC Distribution Panel to/from primary DC power Non P1 sites | 1 | 30 | 3 | DC Supply & Installation Changes | POW | PDC000000271890 | Non Core |  | FALSE | 0 | 0 | FALSE | FALSE | FALSE | FALSE | FALSE | FALSE | FALSE | FALSE | False | False
018 | DC Supply & Installation Changes | Netpower Non P1 - No Svc Interruption | NCOR_POW_000018:Cutover of DC Loads to new power System Non P1 | NCOR_POW_000018 | Cutover of DC Loads to new power System Non P1 | 1 | 14 | 4 | DC Supply & Installation Changes | POW | PDC000000271890 | Non Core |  | FALSE | 0 | 0 | FALSE | FALSE | FALSE | FALSE | FALSE | FALSE | FALSE | FALSE | False | False
020 | DC Supply & Installation Changes | Netpower Non P1 - No Svc Interruption | NCOR_POW_000020:Installing additional fuse/CB on primary DC distribution (e.g.. Suite fuse or new DC Dist. cubicle) Non P1 sites | NCOR_POW_000020 | Installing additional fuse/CB on primary DC distribution (e.g.. Suite fuse or new DC Dist. cubicle) Non P1 sites | 1 | 30 | 3 | DC Supply & Installation Changes | POW | PDC000000271890 | Non Core |  | FALSE | 0 | 0 | FALSE | FALSE | FALSE | FALSE | FALSE | FALSE | FALSE | FALSE | False | False
022 | DC Supply & Installation Changes | Netpower Non P1 - No Svc Interruption | NCOR_POW_000022:Disconnection/Connection of battery from exchange load - single battery installation (cell replacement etc.) (Must connect temporary bank prior to disconnecting working bank) Non P1 sites | NCOR_POW_000022 | Disconnection/Connection of battery from exchange load - single battery installation (cell replacement etc.) (Must connect temporary bank prior to disconnecting working bank) Non P1 sites | 1 | 30 | 3 | DC Supply & Installation Changes | POW | PDC000000271890 | Non Core |  | FALSE | 0 | 0 | FALSE | FALSE | FALSE | FALSE | FALSE | FALSE | FALSE | FALSE | False | False
024 | DC Supply & Installation Changes | Netpower Non P1 - No Svc Interruption | NCOR_POW_000024:Disconnection, disabling or rearrangement of alarms or remote maintenance control links or terminals Non P1 sites | NCOR_POW_000024 | Disconnection, disabling or rearrangement of alarms or remote maintenance control links or terminals Non P1 sites | 1 | 30 | 3 | DC Supply & Installation Changes | POW | PDC000000271890 | Non Core |  | FALSE | 0 | 0 | FALSE | FALSE | FALSE | FALSE | FALSE | FALSE | FALSE | FALSE | False | False
027 | DC Supply & Installation Changes | Netpower Non P1 - No Svc Interruption | NCOR_POW_000027:Low OHMIC to High OHMIC conversion Non P1 sites | NCOR_POW_000027 | Low OHMIC to High OHMIC conversion Non P1 sites | 1 | 30 | 3 | DC Supply & Installation Changes | POW | PDC000000271890 | Non Core |  | FALSE | 0 | 0 | FALSE | FALSE | FALSE | FALSE | FALSE | FALSE | FALSE | FALSE | False | False
029 | DC Supply & Installation Changes | Netpower Non P1 - No Svc Interruption | NCOR_POW_000029:Disconnection of existing HOD distribution (secondary) feed i.e. removal of fuse or isolation of CB. (working equipment must be dual fed or decommissioned) Non P1 sites | NCOR_POW_000029 | Disconnection of existing HOD distribution (secondary) feed i.e. removal of fuse or isolation of CB. (working equipment must be dual fed or decommissioned) Non P1 sites | 1 | 30 | 3 | DC Supply & Installation Changes | POW | PDC000000271890 | Non Core |  | FALSE | 0 | 0 | FALSE | FALSE | FALSE | FALSE | FALSE | FALSE | FALSE | FALSE | False | False
031 | DC Supply & Installation Changes | Netpower Non P1 - No Svc Interruption | NCOR_POW_000031:Insertion/Removal of plug - in DC connector of RPS/MRS rectifiers Non P1 sites | NCOR_POW_000031 | Insertion/Removal of plug - in DC connector of RPS/MRS rectifiers Non P1 sites | 1 | 30 | 3 | DC Supply & Installation Changes | POW | PDC000000271890 | Non Core |  | FALSE | 0 | 0 | FALSE | FALSE | FALSE | FALSE | FALSE | FALSE | FALSE | FALSE | False | False
033 | DC Supply & Installation Changes | Netpower Non P1 - No Svc Interruption | NCOR_POW_000033:Placement/Removal, (not DC connection) of rectifiers/racks (IPS, BBS, RPS, MRS etc.) Non P1 sites | NCOR_POW_000033 | Placement/Removal, (not DC connection) of rectifiers/racks (IPS, BBS, RPS, MRS etc.) Non P1 sites | 1 | 30 | 3 | DC Supply & Installation Changes | POW | PDC000000271890 | Non Core |  | FALSE | 0 | 0 | FALSE | FALSE | FALSE | FALSE | FALSE | FALSE | FALSE | FALSE | False | False
035 | DC Supply & Installation Changes | Netpower Non P1 - No Svc Interruption | NCOR_POW_000035:Connection of New Equipment (secondary) feed to HOD/DC distribution output fuse/CB Non P1 sites | NCOR_POW_000035 | Connection of New Equipment (secondary) feed to HOD/DC distribution output fuse/CB Non P1 sites | 1 | 30 | 3 | DC Supply & Installation Changes | POW | PDC000000271890 | Non Core |  | FALSE | 0 | 0 | FALSE | FALSE | FALSE | FALSE | FALSE | FALSE | FALSE | FALSE | False | False
038 | DC Supply & Installation Changes | Netpower Non P1 - No Svc Interruption | NCOR_POW_000038:Deep Discharge Testing. Isolating and Discharging Batteries on Temporary Load Bank, 1 string at a time. Non P1 sites | NCOR_POW_000038 | Deep Discharge Testing. Isolating and Discharging Batteries on Temporary Load Bank, 1 string at a time. Non P1 sites | 1 | 30 | 3 | DC Supply & Installation Changes | POW | PDC000000271890 | Non Core |  | FALSE | 0 | 0 | FALSE | FALSE | FALSE | FALSE | FALSE | FALSE | FALSE | FALSE | False | False
041 | AC Supply & Distribution Changes | Netpower Non P1 - No Svc Interruption | NCOR_POW_000041:Planned interruption to Mains power Non P1 site | NCOR_POW_000041 | Planned interruption to Mains power Non P1 site | 1 | 30 | 3 | AC Supply & Distribution Changes | POW | PDC000000271890 | Non Core |  | FALSE | 0 | 0 | FALSE | FALSE | FALSE | FALSE | FALSE | FALSE | FALSE | FALSE | False | False
044 | AC Supply & Distribution Changes | Netpower Non P1 - No Svc Interruption | NCOR_POW_000044:Maintenance of AC switchgear, e.g. Air Circuit Breakers etc. involving loss of AC supply to DC conversion equipment. Non P1 sites | NCOR_POW_000044 | Maintenance of AC switchgear, e.g. Air Circuit Breakers etc. involving loss of AC supply to DC conversion equipment. Non P1 sites | 1 | 14 | 4 | AC Supply & Distribution Changes | POW | PDC000000271890 | Non Core |  | FALSE | 0 | 0 | FALSE | FALSE | FALSE | FALSE | FALSE | FALSE | FALSE | FALSE | False | False
047 | AC Supply & Distribution Changes | Netpower Non P1 - No Svc Interruption | NCOR_POW_000047:Essential Power works inc. Working on Switchboards inc. Diesel C/O Cubicles. Non P1 (No Live Work Permitted) | NCOR_POW_000047 | Essential Power works inc. Working on Switchboards inc. Diesel C/O Cubicles. Non P1 (No Live Work Permitted) | 1 | 30 | 3 | AC Supply & Distribution Changes | POW | PDC000000271890 | Non Core |  | FALSE | 0 | 0 | FALSE | FALSE | FALSE | FALSE | FALSE | FALSE | FALSE | FALSE | False | False
050 | AC Supply & Distribution Changes | Netpower Non P1 - No Svc Interruption | NCOR_POW_000050:NON Essential Power works Inc. Working on Switchboards (General Power and Lighting) Non P1 (No Live Work Permitted) | NCOR_POW_000050 | NON Essential Power works Inc. Working on Switchboards (General Power and Lighting) Non P1 (No Live Work Permitted) | 1 | 30 | 3 | AC Supply & Distribution Changes | POW | PDC000000271890 | Non Core |  | FALSE | 0 | 0 | FALSE | FALSE | FALSE | FALSE | FALSE | FALSE | FALSE | FALSE | False | False
052 | AC Supply & Distribution Changes | Netpower Non P1 - No Svc Interruption | NCOR_POW_000052:Connection of take - off boxes and connections to UPS powered busway systems (under - floor or over - head). Non P1 | NCOR_POW_000052 | Connection of take - off boxes and connections to UPS powered busway systems (under - floor or over - head). Non P1 | 1 | 90 | 2 | AC Supply & Distribution Changes | POW | PDC000000271890 | Non Core |  | FALSE | 0 | 0 | FALSE | FALSE | FALSE | FALSE | FALSE | FALSE | FALSE | FALSE | False | False
054 | AC Supply & Distribution Changes | Netpower Non P1 - No Svc Interruption | NCOR_POW_000054:Connection/Disconnection of UPS. UPS to/from Supply. Exchange loads are isolated. NON P1 | NCOR_POW_000054 | Connection/Disconnection of UPS. UPS to/from Supply. Exchange loads are isolated. NON P1 | 1 | 30 | 3 | AC Supply & Distribution Changes | POW | PDC000000271890 | Non Core |  | FALSE | 0 | 0 | FALSE | FALSE | FALSE | FALSE | FALSE | FALSE | FALSE | FALSE | False | False
057 | AC Supply & Distribution Changes | Netpower Non P1 - No Svc Interruption | NCOR_POW_000057:Working on an Essential Distribution Board (DB) - that feeds Telepower/Comms equipment. I.e. UPS,SPS,MPS,LPS non P1 (No Live Work Permitted) | NCOR_POW_000057 | Working on an Essential Distribution Board (DB) - that feeds Telepower/Comms equipment. I.e. UPS,SPS,MPS,LPS non P1 (No Live Work Permitted) | 1 | 30 | 3 | AC Supply & Distribution Changes | POW | PDC000000271890 | Non Core |  | FALSE | 0 | 0 | FALSE | FALSE | FALSE | FALSE | FALSE | FALSE | FALSE | FALSE | False | False
059 | AC Supply & Distribution Changes | Netpower Non P1 - No Svc Interruption | NCOR_POW_000059:Working on a Non - essential Distribution Board (DB) which does not feed network equipment e.g. General Lighting & Power Non P1 sites (No Live Work Permitted) | NCOR_POW_000059 | Working on a Non - essential Distribution Board (DB) which does not feed network equipment e.g. General Lighting & Power Non P1 sites (No Live Work Permitted) | 1 | 30 | 3 | AC Supply & Distribution Changes | POW | PDC000000271890 | Non Core |  | FALSE | 0 | 0 | FALSE | FALSE | FALSE | FALSE | FALSE | FALSE | FALSE | FALSE | False | False
062 | AC Supply & Distribution Changes | Netpower Non P1 - No Svc Interruption | NCOR_POW_000062:Working on Auto Transfer Switch (ATS) which feed Telepower equipment. Non P1 | NCOR_POW_000062 | Working on Auto Transfer Switch (ATS) which feed Telepower equipment. Non P1 | 1 | 30 | 3 | AC Supply & Distribution Changes | POW | PDC000000271890 | Non Core |  | FALSE | 0 | 0 | FALSE | FALSE | FALSE | FALSE | FALSE | FALSE | FALSE | FALSE | False | False
074 | AC Supply & Distribution Changes | Netpower Non P1 - No Svc Interruption | NCOR_POW_000074:Isolation of any more than the redundant portion of Rectifier supply i.e. when remaining capacity is no longer N+I or greater, but still able to supply all loads. Non P1 sites | NCOR_POW_000074 | Isolation of any more than the redundant portion of Rectifier supply i.e. when remaining capacity is no longer N+I or greater, but still able to supply all loads. Non P1 sites | 1 | 30 | 3 | AC Supply & Distribution Changes | POW | PDC000000271890 | Non Core |  | FALSE | 0 | 0 | FALSE | FALSE | FALSE | FALSE | FALSE | FALSE | FALSE | FALSE | False | False
076 | AC Supply & Distribution Changes | Netpower Non P1 - No Svc Interruption | NCOR_POW_000076:Repair work involving removal of common control boards in IPSs. Non P1 sites | NCOR_POW_000076 | Repair work involving removal of common control boards in IPSs. Non P1 sites | 1 | 30 | 3 | AC Supply & Distribution Changes | POW | PDC000000271890 | Non Core |  | FALSE | 0 | 0 | FALSE | FALSE | FALSE | FALSE | FALSE | FALSE | FALSE | FALSE | False | False
079 | AC/DC Conversion Systems (Rectifiers, Power Systems, etc.) Changes | Netpower Non P1 - No Svc Interruption | NCOR_POW_000079:Isolation of any more than the redundant portion of Rectifier supply i.e. when remaining capacity is no longer N+I or greater, but still able to supply all loads. Non P1 | NCOR_POW_000079 | Isolation of any more than the redundant portion of Rectifier supply i.e. when remaining capacity is no longer N+I or greater, but still able to supply all loads. Non P1 | 1 | 30 | 3 | AC/DC Conversion Systems (Rectifiers, Power Systems, etc.) Changes | POW | PDC000000271890 | Non Core |  | FALSE | 0 | 0 | FALSE | FALSE | FALSE | FALSE | FALSE | FALSE | FALSE | FALSE | False | False
081 | AC/DC Conversion Systems (Rectifiers, Power Systems, etc.) Changes | Netpower Non P1 - No Svc Interruption | NCOR_POW_000081:Repair work involving removal of common control boards in IPSs. Non P1 | NCOR_POW_000081 | Repair work involving removal of common control boards in IPSs. Non P1 | 1 | 30 | 3 | AC/DC Conversion Systems (Rectifiers, Power Systems, etc.) Changes | POW | PDC000000271890 | Non Core |  | FALSE | 0 | 0 | FALSE | FALSE | FALSE | FALSE | FALSE | FALSE | FALSE | FALSE | False | False
084 | AC/DC Conversion Systems (Rectifiers, Power Systems, etc.) Changes | Netpower Non P1 - No Svc Interruption | NCOR_POW_000084:Isolation / removal of rectifiers such that remaining capacity is less than the load. Non P1 | NCOR_POW_000084 | Isolation / removal of rectifiers such that remaining capacity is less than the load. Non P1 | 1 | 30 | 3 | AC/DC Conversion Systems (Rectifiers, Power Systems, etc.) Changes | POW | PDC000000271890 | Non Core |  | FALSE | 0 | 0 | FALSE | FALSE | FALSE | FALSE | FALSE | FALSE | FALSE | FALSE | False | False
087 | AC/DC Conversion Systems (Rectifiers, Power Systems, etc.) Changes | Netpower Non P1 - No Svc Interruption | NCOR_POW_000087:Tonging/Thermal Scanning of AC Dist. boards involving operation of C/B, ATS or other electrical control devices or opening of Switchboards where it may impact the operation of protective devices or where live components are accessible. Non P1 | NCOR_POW_000087 | Tonging/Thermal Scanning of AC Dist. boards involving operation of C/B, ATS or other electrical control devices or opening of Switchboards where it may impact the operation of protective devices or where live components are accessible. Non P1 | 1 | 30 | 3 | AC/DC Conversion Systems (Rectifiers, Power Systems, etc.) Changes | POW | PDC000000271890 | Non Core |  | FALSE | 0 | 0 | FALSE | FALSE | FALSE | FALSE | FALSE | FALSE | FALSE | FALSE | False | False
089 | AC/DC Conversion Systems (Rectifiers, Power Systems, etc.) Changes | Netpower Non P1 - No Svc Interruption | NCOR_POW_000089:Isolation of Power System Units such that remaining capacity is still N+1 or greater. Non P1 | NCOR_POW_000089 | Isolation of Power System Units such that remaining capacity is still N+1 or greater. Non P1 | 1 | 90 | 2 | AC/DC Conversion Systems (Rectifiers, Power Systems, etc.) Changes | POW | PDC000000271890 | Non Core |  | FALSE | 0 | 0 | FALSE | FALSE | FALSE | FALSE | FALSE | FALSE | FALSE | FALSE | False | False
092 | Uninterruptible Power Supplies (UPS) & No Break Supplies (Includes Inverters) Changes | Netpower Non P1 - No Svc Interruption | NCOR_POW_000092:Major Maintenance: Any work involving isolation of the DC input to an inverter, Boost Converter or DC - DC Converter. Non P1 | NCOR_POW_000092 | Major Maintenance: Any work involving isolation of the DC input to an inverter, Boost Converter or DC - DC Converter. Non P1 | 1 | 14 | 4 | Uninterruptible Power Supplies (UPS) & No Break Supplies (Includes Inverters) Changes | POW | PDC000000271890 | Non Core |  | FALSE | 0 | 0 | FALSE | FALSE | FALSE | FALSE | FALSE | FALSE | FALSE | FALSE | False | False
095 | Uninterruptible Power Supplies (UPS) & No Break Supplies (Includes Inverters) Changes | Netpower Non P1 - No Svc Interruption | NCOR_POW_000095:Any work involving prolonged isolation of the ac input to, or ac output from a UPS or inverter. Non P1 | NCOR_POW_000095 | Any work involving prolonged isolation of the ac input to, or ac output from a UPS or inverter. Non P1 | 1 | 30 | 3 | Uninterruptible Power Supplies (UPS) & No Break Supplies (Includes Inverters) Changes | POW | PDC000000271890 | Non Core |  | FALSE | 0 | 0 | FALSE | FALSE | FALSE | FALSE | FALSE | FALSE | FALSE | FALSE | False | False
098 | Uninterruptible Power Supplies (UPS) & No Break Supplies (Includes Inverters) Changes | Netpower Non P1 - No Svc Interruption | NCOR_POW_000098:Any work involving isolation of the DC input to a UPS (where by - pass supply available) Non P1 | NCOR_POW_000098 | Any work involving isolation of the DC input to a UPS (where by - pass supply available) Non P1 | 1 | 30 | 3 | Uninterruptible Power Supplies (UPS) & No Break Supplies (Includes Inverters) Changes | POW | PDC000000271890 | Non Core |  | FALSE | 0 | 0 | FALSE | FALSE | FALSE | FALSE | FALSE | FALSE | FALSE | FALSE | False | False
101 | Uninterruptible Power Supplies (UPS) & No Break Supplies (Includes Inverters) Changes | Netpower Non P1 - No Svc Interruption | NCOR_POW_000101:Commissioning of UPS, Rectifier Non P1 | NCOR_POW_000101 | Commissioning of UPS, Rectifier Non P1 | 1 | 14 | 4 | Uninterruptible Power Supplies (UPS) & No Break Supplies (Includes Inverters) Changes | POW | PDC000000271890 | Non Core |  | FALSE | 0 | 0 | FALSE | FALSE | FALSE | FALSE | FALSE | FALSE | FALSE | FALSE | False | False
103 | Uninterruptible Power Supplies (UPS) & No Break Supplies (Includes Inverters) Changes | Netpower Non P1 - No Svc Interruption | NCOR_POW_000103:Minor Maintenance: Visual inspection and non - intrusive testing (i.e.: No switching of load) Non P1 sites | NCOR_POW_000103 | Minor Maintenance: Visual inspection and non - intrusive testing (i.e.: No switching of load) Non P1 sites | 1 | 30 | 3 | Uninterruptible Power Supplies (UPS) & No Break Supplies (Includes Inverters) Changes | POW | PDC000000271890 | Non Core |  | FALSE | 0 | 0 | FALSE | FALSE | FALSE | FALSE | FALSE | FALSE | FALSE | FALSE | False | False
105 | Battery Systems Changes | Netpower Non P1 - No Svc Interruption | NCOR_POW_000105:Battery Discharges - Short Term (Shallow) Discharges on site load. Note: This test is only considered hazardous if the Standby Battery installation has any known deficiencies that could adversely affect the performance of the network during the discharge. Non P1 sites | NCOR_POW_000105 | Battery Discharges - Short Term (Shallow) Discharges on site load. Note: This test is only considered hazardous if the Standby Battery installation has any known deficiencies that could adversely affect the performance of the network during the discharge. Non P1 sites | 1 | 30 | 3 | Battery Systems Changes | POW | PDC000000271890 | Non Core |  | FALSE | 0 | 0 | FALSE | FALSE | FALSE | FALSE | FALSE | FALSE | FALSE | FALSE | False | False
107 | Battery Systems Changes | Netpower Non P1 - No Svc Interruption | NCOR_POW_000107:Battery / Cell replacement at single bank installations. Non P1 sites | NCOR_POW_000107 | Battery / Cell replacement at single bank installations. Non P1 sites | 1 | 30 | 3 | Battery Systems Changes | POW | PDC000000271890 | Non Core |  | FALSE | 0 | 0 | FALSE | FALSE | FALSE | FALSE | FALSE | FALSE | FALSE | FALSE | False | False
109 | Battery Systems Changes | Netpower Non P1 - No Svc Interruption | NCOR_POW_000109:Battery charging at single bank installations. Non P1 sites | NCOR_POW_000109 | Battery charging at single bank installations. Non P1 sites | 1 | 30 | 3 | Battery Systems Changes | POW | PDC000000271890 | Non Core |  | FALSE | 0 | 0 | FALSE | FALSE | FALSE | FALSE | FALSE | FALSE | FALSE | FALSE | False | False
111 | Battery Systems Changes | Netpower Non P1 - No Svc Interruption | NCOR_POW_000111:Adjusting tension of bolted joints - single battery installation. Non P1 sites | NCOR_POW_000111 | Adjusting tension of bolted joints - single battery installation. Non P1 sites | 1 | 30 | 3 | Battery Systems Changes | POW | PDC000000271890 | Non Core |  | FALSE | 0 | 0 | FALSE | FALSE | FALSE | FALSE | FALSE | FALSE | FALSE | FALSE | False | False
113 | Battery Systems Changes | Netpower Non P1 - No Svc Interruption | NCOR_POW_000113:Battery / Cell replacement at multiple bank installations. Non P1 sites | NCOR_POW_000113 | Battery / Cell replacement at multiple bank installations. Non P1 sites | 1 | 30 | 3 | Battery Systems Changes | POW | PDC000000271890 | Non Core |  | FALSE | 0 | 0 | FALSE | FALSE | FALSE | FALSE | FALSE | FALSE | FALSE | FALSE | False | False
115 | Battery Systems Changes | Netpower Non P1 - No Svc Interruption | NCOR_POW_000115:Battery charging at multiple bank installations. Non P1 sites | NCOR_POW_000115 | Battery charging at multiple bank installations. Non P1 sites | 1 | 90 | 2 | Battery Systems Changes | POW | PDC000000271890 | Non Core |  | FALSE | 0 | 0 | FALSE | FALSE | FALSE | FALSE | FALSE | FALSE | FALSE | FALSE | False | False
117 | Battery Systems Changes | Netpower Non P1 - No Svc Interruption | NCOR_POW_000117:Adjusting tension of bolted joints - battery isolated. Non P1 sites | NCOR_POW_000117 | Adjusting tension of bolted joints - battery isolated. Non P1 sites | 1 | 90 | 2 | Battery Systems Changes | POW | PDC000000271890 | Non Core |  | FALSE | 0 | 0 | FALSE | FALSE | FALSE | FALSE | FALSE | FALSE | FALSE | FALSE | False | False
119 | Battery Systems Changes | Netpower Non P1 - No Svc Interruption | NCOR_POW_000119:Alarm check - isolation of battery fuse / CB (one bank only), at multiple bank installations. Non P1 sites | NCOR_POW_000119 | Alarm check - isolation of battery fuse / CB (one bank only), at multiple bank installations. Non P1 sites | 1 | 90 | 2 | Battery Systems Changes | POW | PDC000000271890 | Non Core |  | FALSE | 0 | 0 | FALSE | FALSE | FALSE | FALSE | FALSE | FALSE | FALSE | FALSE | False | False
121 | Busbar/Cable Changes | Netpower Non P1 - No Svc Interruption | NCOR_POW_000121:Checking for tightness of connections on busbars or distribution cabling. Non P1 sites | NCOR_POW_000121 | Checking for tightness of connections on busbars or distribution cabling. Non P1 sites | 1 | 30 | 3 | Busbar/Cable Changes | POW | PDC000000271890 | Non Core |  | FALSE | 0 | 0 | FALSE | FALSE | FALSE | FALSE | FALSE | FALSE | FALSE | FALSE | False | False
124 | Busbar/Cable Changes | Netpower Non P1 - No Svc Interruption | NCOR_POW_000124:Replacement of load ammeter shunt. Non P1 sites | NCOR_POW_000124 | Replacement of load ammeter shunt. Non P1 sites | 1 | 30 | 3 | Busbar/Cable Changes | POW | PDC000000271890 | Non Core |  | FALSE | 0 | 0 | FALSE | FALSE | FALSE | FALSE | FALSE | FALSE | FALSE | FALSE | False | False
126 | High Ohmic Distribution (HOD) Changes | Netpower Non P1 - No Svc Interruption | NCOR_POW_000126:Replacement of contactor, capacitors or diode Non P1 sites | NCOR_POW_000126 | Replacement of contactor, capacitors or diode Non P1 sites | 1 | 30 | 3 | High Ohmic Distribution (HOD) Changes | POW | PDC000000271890 | Non Core |  | FALSE | 0 | 0 | FALSE | FALSE | FALSE | FALSE | FALSE | FALSE | FALSE | FALSE | False | False
128 | High Ohmic Distribution (HOD) Changes | Netpower Non P1 - No Svc Interruption | NCOR_POW_000128:Replacement of alarm / control card. Non P1 sites | NCOR_POW_000128 | Replacement of alarm / control card. Non P1 sites | 1 | 30 | 3 | High Ohmic Distribution (HOD) Changes | POW | PDC000000271890 | Non Core |  | FALSE | 0 | 0 | FALSE | FALSE | FALSE | FALSE | FALSE | FALSE | FALSE | FALSE | False | False
130 | High Ohmic Distribution (HOD) Changes | Netpower Non P1 - No Svc Interruption | NCOR_POW_000130:Charging or discharging the capacitor bank. Non P1 sites | NCOR_POW_000130 | Charging or discharging the capacitor bank. Non P1 sites | 1 | 90 | 2 | High Ohmic Distribution (HOD) Changes | POW | PDC000000271890 | Non Core |  | FALSE | 0 | 0 | FALSE | FALSE | FALSE | FALSE | FALSE | FALSE | FALSE | FALSE | False | False
132 | High Ohmic Distribution (HOD) Changes | Netpower Non P1 - No Svc Interruption | NCOR_POW_000132:Connection/Disconnection of dual fed equipment to HOD (secondary) feed output circuit breaker Non P1 sites | NCOR_POW_000132 | Connection/Disconnection of dual fed equipment to HOD (secondary) feed output circuit breaker Non P1 sites | 1 | 30 | 3 | High Ohmic Distribution (HOD) Changes | POW | PDC000000271890 | Non Core |  | FALSE | 0 | 0 | FALSE | FALSE | FALSE | FALSE | FALSE | FALSE | FALSE | FALSE | False | False
136 | Alarms/Controls Changes | Netpower Non P1 - No Svc Interruption | NCOR_POW_000136:Any work or remote controls where such controls may disable working plant e.g. Remote Reset for Emergency Power Plant. Non P1 sites | NCOR_POW_000136 | Any work or remote controls where such controls may disable working plant e.g. Remote Reset for Emergency Power Plant. Non P1 sites | 1 | 30 | 3 | Alarms/Controls Changes | POW | PDC000000271890 | Non Core |  | FALSE | 0 | 0 | FALSE | FALSE | FALSE | FALSE | FALSE | FALSE | FALSE | FALSE | False | False
138 | Alarms/Controls Changes | Netpower Non P1 - No Svc Interruption | NCOR_POW_000138:Any work involving removal or disabling of alarms. Non P1 sites | NCOR_POW_000138 | Any work involving removal or disabling of alarms. Non P1 sites | 1 | 90 | 2 | Alarms/Controls Changes | POW | PDC000000271890 | Non Core |  | FALSE | 0 | 0 | FALSE | FALSE | FALSE | FALSE | FALSE | FALSE | FALSE | FALSE | False | False
141 | Emergency Power Plant (EPP) Changes | Netpower Non P1 - No Svc Interruption | NCOR_POW_000141:Test stability of Rectifier Systems in conjunction with the Emergency Power Plant following any alteration, adjustment, or replacement. Non P1 sites | NCOR_POW_000141 | Test stability of Rectifier Systems in conjunction with the Emergency Power Plant following any alteration, adjustment, or replacement. Non P1 sites | 1 | 30 | 3 | Emergency Power Plant (EPP) Changes | POW | PDC000000271890 | Non Core |  | FALSE | 0 | 0 | FALSE | FALSE | FALSE | FALSE | FALSE | FALSE | FALSE | FALSE | False | False
144 | Emergency Power Plant (EPP) Changes | Netpower Non P1 - No Svc Interruption | NCOR_POW_000144:Checking of Emergency Power Plant parameters such as overvoltage, over speed which involve maladjustment of settings Non P1 sites | NCOR_POW_000144 | Checking of Emergency Power Plant parameters such as overvoltage, over speed which involve maladjustment of settings Non P1 sites | 1 | 30 | 3 | Emergency Power Plant (EPP) Changes | POW | PDC000000271890 | Non Core |  | FALSE | 0 | 0 | FALSE | FALSE | FALSE | FALSE | FALSE | FALSE | FALSE | FALSE | False | False
147 | Emergency Power Plant (EPP) Changes | Netpower Non P1 - No Svc Interruption | NCOR_POW_000147:Prolonged isolation of starter / control battery. Non P1 sites | NCOR_POW_000147 | Prolonged isolation of starter / control battery. Non P1 sites | 1 | 30 | 3 | Emergency Power Plant (EPP) Changes | POW | PDC000000271890 | Non Core |  | FALSE | 0 | 0 | FALSE | FALSE | FALSE | FALSE | FALSE | FALSE | FALSE | FALSE | False | False
150 | Emergency Power Plant (EPP) Changes | Netpower Non P1 - No Svc Interruption | NCOR_POW_000150:Prolonged isolation of AC supply to starter / control battery charger. Non P1 sites | NCOR_POW_000150 | Prolonged isolation of AC supply to starter / control battery charger. Non P1 sites | 1 | 30 | 3 | Emergency Power Plant (EPP) Changes | POW | PDC000000271890 | Non Core |  | FALSE | 0 | 0 | FALSE | FALSE | FALSE | FALSE | FALSE | FALSE | FALSE | FALSE | False | False
153 | Emergency Power Plant (EPP) Changes | Netpower Non P1 - No Svc Interruption | NCOR_POW_000153:Placement/Removal of EPP. EPP is not connected to Main Switchboard/s. NON P1 Site | NCOR_POW_000153 | Placement/Removal of EPP. EPP is not connected to Main Switchboard/s. NON P1 Site | 1 | 14 | 4 | Emergency Power Plant (EPP) Changes | POW | PDC000000271890 | Non Core |  | FALSE | 0 | 0 | FALSE | FALSE | FALSE | FALSE | FALSE | FALSE | FALSE | FALSE | False | False
156 | Emergency Power Plant (EPP) Changes | Netpower Non P1 - No Svc Interruption | NCOR_POW_000156:Connection/Disconnection of EPP to Main Switchboard/s Non P1 sites | NCOR_POW_000156 | Connection/Disconnection of EPP to Main Switchboard/s Non P1 sites | 1 | 14 | 4 | Emergency Power Plant (EPP) Changes | POW | PDC000000271890 | Non Core |  | FALSE | 0 | 0 | FALSE | FALSE | FALSE | FALSE | FALSE | FALSE | FALSE | FALSE | False | False
158 | Emergency Power Plant (EPP) Changes | Netpower Non P1 - No Svc Interruption | NCOR_POW_000158:Replacement of starter / control battery or single cells. Non P1 sites | NCOR_POW_000158 | Replacement of starter / control battery or single cells. Non P1 sites | 1 | 14 | 4 | Emergency Power Plant (EPP) Changes | POW | PDC000000271890 | Non Core |  | FALSE | 0 | 0 | FALSE | FALSE | FALSE | FALSE | FALSE | FALSE | FALSE | FALSE | False | False
160 | EPP Servicing | Netpower Non P1 - No Svc Interruption | NCOR_POW_000160:Servicing or Isolation of EPP | NCOR_POW_000160 | Servicing or Isolation of EPP | 1 | 14 | 4 | EPP Servicing | POW | PDC000000271890 | Non Core |  | FALSE | 0 | 0 | FALSE | FALSE | FALSE | FALSE | FALSE | FALSE | FALSE | FALSE | False | False
162 | Building & Environmental Changes | Netpower Non P1 - No Svc Interruption | NCOR_POW_000162:All property, building and site alterations/activities structural or other. Non P1 sites (Includes ESM and Safety Auditing compliance and environmental and Tank Auditing as well as building works) | NCOR_POW_000162 | All property, building and site alterations/activities structural or other. Non P1 sites (Includes ESM and Safety Auditing compliance and environmental and Tank Auditing as well as building works) | 1 | 180 | 3 | Building & Environmental Changes | POW | PDC000000271890 | Non Core | Project Classified (Hazard Team duration managed or enforced) | TRUE | 0 | 0 | FALSE | FALSE | FALSE | FALSE | FALSE | FALSE | FALSE | FALSE | False | False
164 | Building & Environmental Changes | Netpower Non P1 - No Svc Interruption | NCOR_POW_000164:Building and site alterations/activities structural or other. Non P1 sites | NCOR_POW_000164 | Building and site alterations/activities structural or other. Non P1 sites | 1 | 180 | 3 | Building & Environmental Changes | POW | PDC000000271890 | Non Core | Project Classified (Hazard Team duration managed or enforced) | TRUE | 0 | 0 | FALSE | FALSE | FALSE | FALSE | FALSE | FALSE | FALSE | FALSE | False | False
166 | Building & Environmental Changes | Netpower Non P1 - No Svc Interruption | NCOR_POW_000166:Working under raised floor systems Non P1 sites | NCOR_POW_000166 | Working under raised floor systems Non P1 sites | 1 | 180 | 2 | Building & Environmental Changes | POW | PDC000000271890 | Non Core | Project Classified (Hazard Team duration managed or enforced) | TRUE | 0 | 0 | FALSE | FALSE | FALSE | FALSE | FALSE | FALSE | FALSE | FALSE | False | False
182 | Air Conditioning Changes | Netpower Non P1 - No Svc Interruption | NCOR_POW_000182:Any activity which disables a significant portion of Essential Air conditioning capacity. Could include removal or disconnection of the + 1 redundancy unit in an N+1 configuration. Non P1 sites | NCOR_POW_000182 | Any activity which disables a significant portion of Essential Air conditioning capacity. Could include removal or disconnection of the + 1 redundancy unit in an N+1 configuration. Non P1 sites | 1 | 30 | 3 | Air Conditioning Changes | POW | PDC000000271890 | Non Core |  | FALSE | 0 | 0 | FALSE | FALSE | FALSE | FALSE | FALSE | FALSE | FALSE | FALSE | False | False
185 | Air Conditioning Changes | Netpower P1 | NCOR_POW_000185:Mechanical Services Board Non P1 sites | NCOR_POW_000185 | Mechanical Services Board Non P1 sites | 5 | 14 | 4 | Air Conditioning Changes | POW | PDC000000265076 | Non Core |  | FALSE | 0 | 0 | FALSE | FALSE | FALSE | FALSE | FALSE | FALSE | FALSE | FALSE | False | False
187 | Air Conditioning Changes | Netpower Non P1 - No Svc Interruption | NCOR_POW_000187:Auto Transfer Switch - Air Conditioning Non P1 sites | NCOR_POW_000187 | Auto Transfer Switch - Air Conditioning Non P1 sites | 1 | 30 | 3 | Air Conditioning Changes | POW | PDC000000271890 | Non Core |  | FALSE | 0 | 0 | FALSE | FALSE | FALSE | FALSE | FALSE | FALSE | FALSE | FALSE | False | False
189 | Air Conditioning Changes | Netpower Non P1 - No Svc Interruption | NCOR_POW_000189:Cooling Tower Cleaning Non P1 sites | NCOR_POW_000189 | Cooling Tower Cleaning Non P1 sites | 1 | 90 | 2 | Air Conditioning Changes | POW | PDC000000271890 | Non Core |  | FALSE | 0 | 0 | FALSE | FALSE | FALSE | FALSE | FALSE | FALSE | FALSE | FALSE | False | False
191 | Air Conditioning Changes | Netpower Non P1 - No Svc Interruption | NCOR_POW_000191:Working on plant equipment - with standby capacity Non P1 sites | NCOR_POW_000191 | Working on plant equipment - with standby capacity Non P1 sites | 1 | 180 | 3 | Air Conditioning Changes | POW | PDC000000271890 | Non Core |  | TRUE | 0 | 0 | FALSE | FALSE | FALSE | FALSE | FALSE | FALSE | FALSE | FALSE | False | False
194 | Air Conditioning Changes | Netpower Non P1 - No Svc Interruption | NCOR_POW_000194:Working on plant equipment - without standby capacity Non P1 sites | NCOR_POW_000194 | Working on plant equipment - without standby capacity Non P1 sites | 1 | 14 | 4 | Air Conditioning Changes | POW | PDC000000271890 | Non Core |  | FALSE | 0 | 0 | FALSE | FALSE | FALSE | FALSE | FALSE | FALSE | FALSE | FALSE | False | False
197 | Fire Services Changes | Netpower Non P1 - No Svc Interruption | NCOR_POW_000197:Wet System, Sprinkler Non P1 sites | NCOR_POW_000197 | Wet System, Sprinkler Non P1 sites | 1 | 30 | 3 | Fire Services Changes | POW | PDC000000271890 | Non Core |  | FALSE | 0 | 0 | FALSE | FALSE | FALSE | FALSE | FALSE | FALSE | FALSE | FALSE | False | False
199 | Fire Services Changes | Netpower Non P1 - No Svc Interruption | NCOR_POW_000199:Gas Suppression System Non P1 sites | NCOR_POW_000199 | Gas Suppression System Non P1 sites | 1 | 30 | 3 | Fire Services Changes | POW | PDC000000271890 | Non Core |  | FALSE | 0 | 0 | FALSE | FALSE | FALSE | FALSE | FALSE | FALSE | FALSE | FALSE | False | False
205 | Telepower Power Routines | Netpower Non P1 - No Svc Interruption | NCOR_POW_000205:Emergency Power Plant (EPP) - Non P1 sites - Quarterly | NCOR_POW_000205 | Emergency Power Plant (EPP) - Non P1 sites - Quarterly | 1 | 30 | 3 | Telepower Power Routines | POW | PDC000000271890 | Non Core | These are defined as maintenance activity changes to allow routine testing of critical power infrastructure to ensure reliability of the Network. | FALSE | 0 | 0 | FALSE | FALSE | FALSE | FALSE | FALSE | FALSE | FALSE | FALSE | False | False
208 | Telepower Power Routines | Netpower Non P1 - No Svc Interruption | NCOR_POW_000208:Half Yearly Solar Power Systems - Non P1 sites - Six Monthly | NCOR_POW_000208 | Half Yearly Solar Power Systems - Non P1 sites - Six Monthly | 1 | 90 | 2 | Telepower Power Routines | POW | PDC000000271890 | Non Core | These are defined as maintenance activity changes to allow routine testing of critical power infrastructure to ensure reliability of the Network. | FALSE | 0 | 0 | FALSE | FALSE | FALSE | FALSE | FALSE | FALSE | FALSE | FALSE | False | False
210 | Telepower Power Routines | Netpower Non P1 - No Svc Interruption | NCOR_POW_000210:Batteries (Lead Acid Flooded / Lead Acid Valve Regulated - Non P1 sites - Six Monthly | NCOR_POW_000210 | Batteries (Lead Acid Flooded / Lead Acid Valve Regulated - Non P1 sites - Six Monthly | 1 | 90 | 2 | Telepower Power Routines | POW | PDC000000271890 | Non Core | These are defined as maintenance activity changes to allow routine testing of critical power infrastructure to ensure reliability of the Network. | FALSE | 0 | 0 | FALSE | FALSE | FALSE | FALSE | FALSE | FALSE | FALSE | FALSE | False | False
212 | Telepower Power Routines | Netpower Non P1 - No Svc Interruption | NCOR_POW_000212:Emergency Power Plant (EPP) - Non P1 sites - Yearly | NCOR_POW_000212 | Emergency Power Plant (EPP) - Non P1 sites - Yearly | 1 | 90 | 2 | Telepower Power Routines | POW | PDC000000271890 | Non Core | These are defined as maintenance activity changes to allow routine testing of critical power infrastructure to ensure reliability of the Network. | FALSE | 0 | 0 | FALSE | FALSE | FALSE | FALSE | FALSE | FALSE | FALSE | FALSE | False | False
213 | Telepower Power Routines | Netpower Non P1 - No Svc Interruption | NCOR_POW_000213:Mobile Emergency Power Plant (MEPP) - Non P1 sites - Yearly | NCOR_POW_000213 | Mobile Emergency Power Plant (MEPP) - Non P1 sites - Yearly | 1 | 90 | 2 | Telepower Power Routines | POW | PDC000000271890 | Non Core | These are defined as maintenance activity changes to allow routine testing of critical power infrastructure to ensure reliability of the Network. | FALSE | 0 | 0 | FALSE | FALSE | FALSE | FALSE | FALSE | FALSE | FALSE | FALSE | False | False
215 | Telepower Power Routines | Netpower Non P1 - No Svc Interruption | NCOR_POW_000215:D.C. Distribution / HOD / LOD - Non P1 sites - Yearly | NCOR_POW_000215 | D.C. Distribution / HOD / LOD - Non P1 sites - Yearly | 1 | 90 | 2 | Telepower Power Routines | POW | PDC000000271890 | Non Core | These are defined as maintenance activity changes to allow routine testing of critical power infrastructure to ensure reliability of the Network. | FALSE | 0 | 0 | FALSE | FALSE | FALSE | FALSE | FALSE | FALSE | FALSE | FALSE | False | False
217 | Telepower Power Routines | Netpower Non P1 - No Svc Interruption | NCOR_POW_000217:Batteries (Lead Acid Flooded / Lead Acid Valve Regulated) - Non P1 sites - Yearly | NCOR_POW_000217 | Batteries (Lead Acid Flooded / Lead Acid Valve Regulated) - Non P1 sites - Yearly | 1 | 90 | 2 | Telepower Power Routines | POW | PDC000000271890 | Non Core | These are defined as maintenance activity changes to allow routine testing of critical power infrastructure to ensure reliability of the Network. | FALSE | 0 | 0 | FALSE | FALSE | FALSE | FALSE | FALSE | FALSE | FALSE | FALSE | False | False
219 | Telepower Power Routines | Netpower Non P1 - No Svc Interruption | NCOR_POW_000219:NiCad Flooded Battery (EPP Starter) - Non P1 sites - Yearly | NCOR_POW_000219 | NiCad Flooded Battery (EPP Starter) - Non P1 sites - Yearly | 1 | 90 | 2 | Telepower Power Routines | POW | PDC000000271890 | Non Core | These are defined as maintenance activity changes to allow routine testing of critical power infrastructure to ensure reliability of the Network. | FALSE | 0 | 0 | FALSE | FALSE | FALSE | FALSE | FALSE | FALSE | FALSE | FALSE | False | False
221 | Telepower Power Routines | Netpower Non P1 - No Svc Interruption | NCOR_POW_000221:DC Power Systems (LPS / MPS / SPS / RPS / IPS / MRS) NOTE: If single plane must be conducted in MW (A class hazard). If dual plane can be done in B/Hs - Non P1 sites - Yearly | NCOR_POW_000221 | DC Power Systems (LPS / MPS / SPS / RPS / IPS / MRS) NOTE: If single plane must be conducted in MW (A class hazard). If dual plane can be done in B/Hs - Non P1 sites - Yearly | 1 | 30 | 3 | Telepower Power Routines | POW | PDC000000271890 | Non Core | These are defined as maintenance activity changes to allow routine testing of critical power infrastructure to ensure reliability of the Network. | FALSE | 0 | 0 | FALSE | FALSE | FALSE | FALSE | FALSE | FALSE | FALSE | FALSE | False | False
223 | Telepower Power Routines | Netpower Non P1 - No Svc Interruption | NCOR_POW_000223:Distributed Power (DPU) NOTE: If single plane must be conducted in MW (A class hazard). If dual plane can be done in B/Hs - Non P1 sites - Yearly | NCOR_POW_000223 | Distributed Power (DPU) NOTE: If single plane must be conducted in MW (A class hazard). If dual plane can be done in B/Hs - Non P1 sites - Yearly | 1 | 90 | 2 | Telepower Power Routines | POW | PDC000000271890 | Non Core | These are defined as maintenance activity changes to allow routine testing of critical power infrastructure to ensure reliability of the Network. | FALSE | 0 | 0 | FALSE | FALSE | FALSE | FALSE | FALSE | FALSE | FALSE | FALSE | False | False
224 | Telepower Power Routines | Netpower Non P1 - No Svc Interruption | NCOR_POW_000224:Solar Power Systems - Non P1 sites - Yearly | NCOR_POW_000224 | Solar Power Systems - Non P1 sites - Yearly | 1 | 180 | 2 | Telepower Power Routines | POW | PDC000000271890 | Non Core | These are defined as maintenance activity changes to allow routine testing of critical power infrastructure to ensure reliability of the Network. | TRUE | 0 | 0 | FALSE | FALSE | FALSE | FALSE | FALSE | FALSE | FALSE | FALSE | False | False
226 | Telepower Power Routines | Netpower Non P1 - No Svc Interruption | NCOR_POW_000226:Short Term Discharge Test. NOTE: If dual plane can be performed in business hours - Non P1 sites - Yearly | NCOR_POW_000226 | Short Term Discharge Test. NOTE: If dual plane can be performed in business hours - Non P1 sites - Yearly | 1 | 30 | 3 | Telepower Power Routines | POW | PDC000000271890 | Non Core | These are defined as maintenance activity changes to allow routine testing of critical power infrastructure to ensure reliability of the Network. | FALSE | 0 | 0 | FALSE | FALSE | FALSE | FALSE | FALSE | FALSE | FALSE | FALSE | False | False
228 | Telepower Power Routines | Netpower Non P1 - No Svc Interruption | NCOR_POW_000228:Demand Side Response A planned event where EPPstake the load from the electricity grid at the request of a power agency. Applies to pre - approved sites only. - Non P1 sites - Special Request | NCOR_POW_000228 | Demand Side Response A planned event where EPPstake the load from the electricity grid at the request of a power agency. Applies to pre - approved sites only. - Non P1 sites - Special Request | 1 | 30 | 3 | Telepower Power Routines | POW | PDC000000271890 | Non Core | These are defined as maintenance activity changes to allow routine testing of critical power infrastructure to ensure reliability of the Network. | FALSE | 0 | 0 | FALSE | FALSE | FALSE | FALSE | FALSE | FALSE | FALSE | FALSE | False | False
236 | NBN Hazards Works | Netpower Non P1 - No Svc Interruption | NCOR_POW_000236:NBN Works NON P1 sites | NCOR_POW_000236 | NBN Works NON P1 sites | 1 | 180 | 3 | NBN Hazards Works | POW | PDC000000271890 | Non Core | These are defined as for NBN works performed by NBN Co on NBN Equipment. No Power works on Telstra Telepower Systems, building facilities or risers. Project Classified (Hazards team duration managed or enforced) | TRUE | 0 | 0 | FALSE | FALSE | FALSE | FALSE | FALSE | FALSE | FALSE | FALSE | False | False
239 | Mobiles Hazards Works (Due to Alarms & Site Access only) | Netpower Non P1 - No Svc Interruption | NCOR_POW_000239:Mobile Works NON P1 sites | NCOR_POW_000239 | Mobile Works NON P1 sites | 1 | 180 | 2 | Mobiles Hazards Works (Due to Alarms & Site Access only) | POW | PDC000000271890 | Non Core | These works are defined as Mobile works internal to Network Sites where alarms may be triggered or Site Access is required. All Mobile Group Activities must be documented under the Mobile Group’s specific CAD activity. with all mobile works within the Telstra networks are done under approved CMAT. Project Classified (Hazard Team duration managed or enforced) | TRUE | 0 | 0 | FALSE | FALSE | FALSE | FALSE | FALSE | FALSE | FALSE | FALSE | False | False
242 | Teba Hazards Works | Netpower Non P1 - No Svc Interruption | NCOR_POW_000242:Teba Works NON P1 sites | NCOR_POW_000242 | Teba Works NON P1 sites | 1 | 180 | 2 | Teba Hazards Works | POW | PDC000000271890 | Non Core | Network equipment installation sign offs must be part of the equipment owners CAD. Project Classified (Hazard Team duration managed or enforced) | TRUE | 0 | 0 | FALSE | FALSE | FALSE | FALSE | FALSE | FALSE | FALSE | FALSE | False | False
245 | Battery LCR Hazards Works (Mobile sites, P1 & NON P1 Sites) | Netpower Non P1 - No Svc Interruption | NCOR_POW_000245:Battery LCR NON P1 sites | NCOR_POW_000245 | Battery LCR NON P1 sites | 1 | 180 | 2 | Battery LCR Hazards Works (Mobile sites, P1 & NON P1 Sites) | POW | PDC000000271890 | Non Core | (NO isolations or cutovers) Project Classified (Hazard Team duration managed or enforced) | TRUE | 0 | 0 | FALSE | FALSE | FALSE | FALSE | FALSE | FALSE | FALSE | FALSE | False | False
248 | Rack / Suite Construction Inc. H Frame & secondary power & caballing installation / recovery. | Netpower Non P1 - No Svc Interruption | NCOR_POW_000248:Rack /suite Construction including H FRAME racks & Secondary power & caballing installation/ Recovery NON P1 sites | NCOR_POW_000248 | Rack /suite Construction including H FRAME racks & Secondary power & caballing installation/ Recovery NON P1 sites | 1 | 180 | 3 | Rack / Suite Construction Inc. H Frame & secondary power & caballing installation / recovery. | POW | PDC000000271890 | Non Core | (NO isolations or cutovers) Network equipment installation sign offs must be part of the equipment owners CAD. Project Classified (Hazard Team duration managed or enforced) Project Classified (Hazard Team duration managed or enforced) | TRUE | 0 | 0 | FALSE | FALSE | FALSE | FALSE | FALSE | FALSE | FALSE | FALSE | False | False
249 | Solar Power Changes | Netpower Non P1 - No Svc Interruption | NCOR_POW_000249:Working on Solar Cubicles. E.g. It is hazardous working on the motherboard of certain Dunlite Cubicles where the load current is carried by tracks and components on the board. Non P1 sites | NCOR_POW_000249 | Working on Solar Cubicles. E.g. It is hazardous working on the motherboard of certain Dunlite Cubicles where the load current is carried by tracks and components on the board. Non P1 sites | 1 | 180 | 3 | Solar Power Changes | POW | PDC000000271890 | Non Core | Project Classified (Hazards team duration managed or enforced) | TRUE | 0 | 0 | FALSE | FALSE | FALSE | FALSE | FALSE | FALSE | FALSE | FALSE | False | False
250 | Building & Environmental Changes | Netpower Non P1 - No Svc Interruption | NCOR_POW_000250:All asbestos related works Non P1 sites | NCOR_POW_000250 | All asbestos related works Non P1 sites | 1 | 180 | 3 | Building & Environmental Changes | POW | PDC000000271890 | Non Core |  | TRUE | 0 | 0 | FALSE | FALSE | FALSE | FALSE | FALSE | FALSE | FALSE | FALSE | False | False
251 | Solar Power Changes | Netpower Non P1 - No Svc Interruption | NCOR_POW_000251:Checking for tightness of connections Non P1 sites | NCOR_POW_000251 | Checking for tightness of connections Non P1 sites | 3 | 180 | 3 | Solar Power Changes | POW | PDC000000271890 | Non Core | Project Classified (Hazards team duration managed or enforced) | TRUE | 0 | 0 | FALSE | FALSE | FALSE | FALSE | FALSE | FALSE | FALSE | FALSE | False | False
252 | Solar Power Changes | Netpower Non P1 - No Svc Interruption | NCOR_POW_000252:Solar Construction on racks & Secondary power & caballing installation testing and commissioning. Non P1 sites | NCOR_POW_000252 | Solar Construction on racks & Secondary power & caballing installation testing and commissioning. Non P1 sites | 3 | 180 | 3 | Solar Power Changes | POW | PDC000000271890 | Non Core | Project Classified (Hazards team duration managed or enforced) | TRUE | 0 | 0 | FALSE | FALSE | FALSE | FALSE | FALSE | FALSE | FALSE | FALSE | False | False
253 | Solar Power Changes | Netpower P1 | NCOR_POW_000253:Solar Construction on racks & Secondary power & caballing installation testing and commissioning. All P1 sites | NCOR_POW_000253 | Solar Construction on racks & Secondary power & caballing installation testing and commissioning. All P1 sites | 3 | 180 | 3 | Solar Power Changes | POW | PDC000000265076 | Non Core | Project Classified (Hazards team duration managed or enforced) | TRUE | 0 | 0 | FALSE | FALSE | FALSE | FALSE | FALSE | FALSE | FALSE | FALSE | False | False
254 | Air Conditioning Changes | Netpower Non P1 - No Svc Interruption | NCOR_POW_000254:Placement/Removal of Air Conditioning units. Units are not providing cooling. Non P1 sites | NCOR_POW_000254 | Placement/Removal of Air Conditioning units. Units are not providing cooling. Non P1 sites | 1 | 180 | 3 | Air Conditioning Changes | POW | PDC000000271890 | Non Core | Project Classified (Hazard Team duration managed or enforced) | TRUE | 0 | 0 | FALSE | FALSE | FALSE | FALSE | FALSE | FALSE | FALSE | FALSE | False | False
255 | AC Supply & Distribution Changes | Netpower Non P1 - Svc Interruption | NCOR_POW_000255:Connection/Disconnection of Exchange loads. to/from Main Switchboards, Distribution Boards Non P1 | NCOR_POW_000255 | Connection/Disconnection of Exchange loads. to/from Main Switchboards, Distribution Boards Non P1 | 4 | 14 | 4 | AC Supply & Distribution Changes | POW | PDC000000265075 | Non Core |  | FALSE | 0 | 0 | FALSE | FALSE | FALSE | FALSE | FALSE | FALSE | FALSE | FALSE | False | False
256 | AC Supply & Distribution Changes | Netpower Non P1 - No Svc Interruption | NCOR_POW_000256:Placement/Removal of Main Switchboards, Distribution boards. Boards are not live. Non P1 | NCOR_POW_000256 | Placement/Removal of Main Switchboards, Distribution boards. Boards are not live. Non P1 | 5 | 30 | 3 | AC Supply & Distribution Changes | POW | PDC000000271890 | Non Core |  | FALSE | 0 | 0 | FALSE | FALSE | FALSE | FALSE | FALSE | FALSE | FALSE | FALSE | False | False
257 | AC Supply & Distribution Changes | Netpower Non P1 - No Svc Interruption | NCOR_POW_000257:Connection/Disconnection of Main Switchboards, Distribution boards. Boards to/from Supply. Exchange loads are isolated. Non P1 | NCOR_POW_000257 | Connection/Disconnection of Main Switchboards, Distribution boards. Boards to/from Supply. Exchange loads are isolated. Non P1 | 5 | 30 | 3 | AC Supply & Distribution Changes | POW | PDC000000271890 | Non Core |  | FALSE | 0 | 0 | FALSE | FALSE | FALSE | FALSE | FALSE | FALSE | FALSE | FALSE | False | False
260 | AC/DC Conversion Systems (Rectifiers, Power Systems, etc.) Changes | Netpower Non P1 - Svc Interruption | NCOR_POW_000260:Connection/Disconnection of Exchange loads. to/from Main Switchboards, Distribution Boards Non P1 | NCOR_POW_000260 | Connection/Disconnection of Exchange loads. to/from Main Switchboards, Distribution Boards Non P1 | 4 | 14 | 4 | AC/DC Conversion Systems (Rectifiers, Power Systems, etc.) Changes | POW | PDC000000265075 | Non Core |  | FALSE | 0 | 0 | FALSE | FALSE | FALSE | FALSE | FALSE | FALSE | FALSE | FALSE | False | False
262 | Air Conditioning Changes | Netpower Non P1 - Svc Interruption | NCOR_POW_000262:Connection/Disconnection of Exchange loads. to/from Main Switchboards, Distribution Boards Non P1 | NCOR_POW_000262 | Connection/Disconnection of Exchange loads. to/from Main Switchboards, Distribution Boards Non P1 | 4 | 14 | 4 | Air Conditioning Changes | POW | PDC000000265075 | Non Core |  | FALSE | 0 | 0 | FALSE | FALSE | FALSE | FALSE | FALSE | FALSE | FALSE | FALSE | False | False
264 | Alarms/Controls Changes | Netpower Non P1 - Svc Interruption | NCOR_POW_000264:Connection/Disconnection of Exchange loads. to/from Main Switchboards, Distribution Boards Non P1 | NCOR_POW_000264 | Connection/Disconnection of Exchange loads. to/from Main Switchboards, Distribution Boards Non P1 | 4 | 14 | 4 | Alarms/Controls Changes | POW | PDC000000265075 | Non Core |  | FALSE | 0 | 0 | FALSE | FALSE | FALSE | FALSE | FALSE | FALSE | FALSE | FALSE | False | False
266 | Battery LCR Hazards Works (Mobile sites, P1 & NON P1 Sites) | Netpower Non P1 - Svc Interruption | NCOR_POW_000266:Connection/Disconnection of Exchange loads. to/from Main Switchboards, Distribution Boards Non P1 | NCOR_POW_000266 | Connection/Disconnection of Exchange loads. to/from Main Switchboards, Distribution Boards Non P1 | 4 | 14 | 4 | Battery LCR Hazards Works (Mobile sites, P1 & NON P1 Sites) | POW | PDC000000265075 | Non Core |  | FALSE | 0 | 0 | FALSE | FALSE | FALSE | FALSE | FALSE | FALSE | FALSE | FALSE | False | False
268 | Battery Systems Changes | Netpower Non P1 - Svc Interruption | NCOR_POW_000268:Connection/Disconnection of Exchange loads. to/from Main Switchboards, Distribution Boards Non P1 | NCOR_POW_000268 | Connection/Disconnection of Exchange loads. to/from Main Switchboards, Distribution Boards Non P1 | 4 | 14 | 4 | Battery Systems Changes | POW | PDC000000265075 | Non Core |  | FALSE | 0 | 0 | FALSE | FALSE | FALSE | FALSE | FALSE | FALSE | FALSE | FALSE | False | False
272 | Busbar/Cable Changes | Netpower Non P1 - Svc Interruption | NCOR_POW_000272:Connection/Disconnection of Exchange loads. to/from Main Switchboards, Distribution Boards Non P1 | NCOR_POW_000272 | Connection/Disconnection of Exchange loads. to/from Main Switchboards, Distribution Boards Non P1 | 4 | 14 | 4 | Busbar/Cable Changes | POW | PDC000000265075 | Non Core |  | FALSE | 0 | 0 | FALSE | FALSE | FALSE | FALSE | FALSE | FALSE | FALSE | FALSE | False | False
274 | DC Supply & Installation Changes | Netpower Non P1 - Svc Interruption | NCOR_POW_000274:Connection/Disconnection of Exchange loads. to/from Main Switchboards, Distribution Boards Non P1 | NCOR_POW_000274 | Connection/Disconnection of Exchange loads. to/from Main Switchboards, Distribution Boards Non P1 | 4 | 14 | 4 | DC Supply & Installation Changes | POW | PDC000000265075 | Non Core |  | FALSE | 0 | 0 | FALSE | FALSE | FALSE | FALSE | FALSE | FALSE | FALSE | FALSE | False | False
276 | Emergency Power Plant (EPP) Changes | Netpower Non P1 - Svc Interruption | NCOR_POW_000276:Connection/Disconnection of Exchange loads. to/from Main Switchboards, Distribution Boards Non P1 | NCOR_POW_000276 | Connection/Disconnection of Exchange loads. to/from Main Switchboards, Distribution Boards Non P1 | 4 | 14 | 4 | Emergency Power Plant (EPP) Changes | POW | PDC000000265075 | Non Core |  | FALSE | 0 | 0 | FALSE | FALSE | FALSE | FALSE | FALSE | FALSE | FALSE | FALSE | False | False
278 | EPP Servicing | Netpower Non P1 - Svc Interruption | NCOR_POW_000278:Connection/Disconnection of Exchange loads. to/from Main Switchboards, Distribution Boards Non P1 | NCOR_POW_000278 | Connection/Disconnection of Exchange loads. to/from Main Switchboards, Distribution Boards Non P1 | 4 | 14 | 4 | EPP Servicing | POW | PDC000000265075 | Non Core |  | FALSE | 0 | 0 | FALSE | FALSE | FALSE | FALSE | FALSE | FALSE | FALSE | FALSE | False | False
280 | Fire Services Changes | Netpower Non P1 - Svc Interruption | NCOR_POW_000280:Connection/Disconnection of Exchange loads. to/from Main Switchboards, Distribution Boards Non P1 | NCOR_POW_000280 | Connection/Disconnection of Exchange loads. to/from Main Switchboards, Distribution Boards Non P1 | 4 | 14 | 4 | Fire Services Changes | POW | PDC000000265075 | Non Core |  | FALSE | 0 | 0 | FALSE | FALSE | FALSE | FALSE | FALSE | FALSE | FALSE | FALSE | False | False
282 | High Ohmic Distribution (HOD) Changes | Netpower Non P1 - Svc Interruption | NCOR_POW_000282:Connection/Disconnection of Exchange loads. to/from Main Switchboards, Distribution Boards Non P1 | NCOR_POW_000282 | Connection/Disconnection of Exchange loads. to/from Main Switchboards, Distribution Boards Non P1 | 4 | 14 | 4 | High Ohmic Distribution (HOD) Changes | POW | PDC000000265075 | Non Core |  | FALSE | 0 | 0 | FALSE | FALSE | FALSE | FALSE | FALSE | FALSE | FALSE | FALSE | False | False
284 | Mobiles Hazards Works (Due to Alarms & Site Access only) | Netpower Non P1 - Svc Interruption | NCOR_POW_000284:Connection/Disconnection of Exchange loads. to/from Main Switchboards, Distribution Boards Non P1 | NCOR_POW_000284 | Connection/Disconnection of Exchange loads. to/from Main Switchboards, Distribution Boards Non P1 | 4 | 14 | 4 | Mobiles Hazards Works (Due to Alarms & Site Access only) | POW | PDC000000265075 | Non Core |  | FALSE | 0 | 0 | FALSE | FALSE | FALSE | FALSE | FALSE | FALSE | FALSE | FALSE | False | False
286 | NBN Hazards Works | Netpower Non P1 - Svc Interruption | NCOR_POW_000286:Connection/Disconnection of Exchange loads. to/from Main Switchboards, Distribution Boards Non P1 | NCOR_POW_000286 | Connection/Disconnection of Exchange loads. to/from Main Switchboards, Distribution Boards Non P1 | 4 | 14 | 4 | NBN Hazards Works | POW | PDC000000265075 | Non Core |  | FALSE | 0 | 0 | FALSE | FALSE | FALSE | FALSE | FALSE | FALSE | FALSE | FALSE | False | False
288 | Rack / Suite Construction Inc. H Frame & secondary power & caballing installation / recovery. | Netpower Non P1 - Svc Interruption | NCOR_POW_000288:Connection/Disconnection of Exchange loads. to/from Main Switchboards, Distribution Boards Non P1 | NCOR_POW_000288 | Connection/Disconnection of Exchange loads. to/from Main Switchboards, Distribution Boards Non P1 | 4 | 14 | 4 | Rack / Suite Construction Inc. H Frame & secondary power & caballing installation / recovery. | POW | PDC000000265075 | Non Core |  | FALSE | 0 | 0 | FALSE | FALSE | FALSE | FALSE | FALSE | FALSE | FALSE | FALSE | False | False
290 | Solar Power Changes | Netpower Non P1 - Svc Interruption | NCOR_POW_000290:Connection/Disconnection of Exchange loads. to/from Main Switchboards, Distribution Boards Non P1 | NCOR_POW_000290 | Connection/Disconnection of Exchange loads. to/from Main Switchboards, Distribution Boards Non P1 | 4 | 14 | 4 | Solar Power Changes | POW | PDC000000265075 | Non Core |  | FALSE | 0 | 0 | FALSE | FALSE | FALSE | FALSE | FALSE | FALSE | FALSE | FALSE | False | False
292 | Teba Hazards Works | Netpower Non P1 - Svc Interruption | NCOR_POW_000292:Connection/Disconnection of Exchange loads. to/from Main Switchboards, Distribution Boards Non P1 | NCOR_POW_000292 | Connection/Disconnection of Exchange loads. to/from Main Switchboards, Distribution Boards Non P1 | 4 | 14 | 4 | Teba Hazards Works | POW | PDC000000265075 | Non Core |  | FALSE | 0 | 0 | FALSE | FALSE | FALSE | FALSE | FALSE | FALSE | FALSE | FALSE | False | False
294 | Telepower Power Routines | Netpower Non P1 - Svc Interruption | NCOR_POW_000294:Connection/Disconnection of Exchange loads. to/from Main Switchboards, Distribution Boards Non P1 | NCOR_POW_000294 | Connection/Disconnection of Exchange loads. to/from Main Switchboards, Distribution Boards Non P1 | 4 | 14 | 4 | Telepower Power Routines | POW | PDC000000265075 | Non Core |  | FALSE | 0 | 0 | FALSE | FALSE | FALSE | FALSE | FALSE | FALSE | FALSE | FALSE | False | False
296 | Uninterruptible Power Supplies (UPS) & No Break Supplies (Includes Inverters) Changes | Netpower Non P1 - Svc Interruption | NCOR_POW_000296:Connection/Disconnection of Exchange loads. to/from Main Switchboards, Distribution Boards Non P1 | NCOR_POW_000296 | Connection/Disconnection of Exchange loads. to/from Main Switchboards, Distribution Boards Non P1 | 4 | 14 | 4 | Uninterruptible Power Supplies (UPS) & No Break Supplies (Includes Inverters) Changes | POW | PDC000000265075 | Non Core |  | FALSE | 0 | 0 | FALSE | FALSE | FALSE | FALSE | FALSE | FALSE | FALSE | FALSE | False | False
297 | AC Supply & Distribution Changes | Netpower Non P1 - No Svc Interruption | NCOR_POW_000297:Works to allow EDI Grid Authority Meters to be installed (without outages) to NON P1 sites | NCOR_POW_000297 | Works to allow EDI Grid Authority Meters to be installed (without outages) to NON P1 sites | 1 | 90 | 3 | AC Supply & Distribution Changes | POW | PDC000000271890 | Non Core |  | TRUE | 0 | 0 | FALSE | FALSE | FALSE | FALSE | FALSE | FALSE | FALSE | FALSE | False | False
299 | EACS Site System Changes | Netpower Non P1 - No Svc Interruption | NCOR_POW_000299:Minor Maintenance and Project works on EACS security systems within P1 sites. | NCOR_POW_000299 | Minor Maintenance and Project works on EACS security systems within P1 sites. | 1 | 180 | 3 | EACS Site System Changes | POW | PDC000000271890 | Non Core |  | TRUE | 0 | 0 | FALSE | FALSE | FALSE | FALSE | FALSE | FALSE | FALSE | FALSE | False | False
305 | Emergency Power Plant (EPP) Changes | Netpower Non P1 - No Svc Interruption | NCOR_POW_000305:EPP's run online with load (not routines) | NCOR_POW_000305 | EPP's run online with load (not routines) | 1 | 1 | 4 | Emergency Power Plant (EPP) Changes | POW | PDC000000271890 | Non Core |  | FALSE | 0 | 0 | FALSE | FALSE | FALSE | FALSE | FALSE | FALSE | FALSE | FALSE | False | False
308 | EACS Site System Changes | Netpower Non P1 - No Svc Interruption | NCOR_POW_000308:Minor Maintenance and Project works on EACS security systems within NON P1 sites. | NCOR_POW_000308 | Minor Maintenance and Project works on EACS security systems within NON P1 sites. | 1 | 180 | 3 | EACS Site System Changes | POW | PDC000000271890 | Non Core |  | TRUE | 0 | 0 | FALSE | FALSE | FALSE | FALSE | FALSE | FALSE | FALSE | FALSE | False | False
313 | AC Supply & Distribution Changes | Netpower Non P1 - No Svc Interruption | NCOR_POW_000313:Mechanical Services power works Inc. Working on Switchboards Non P1 (No Live Work Permitted) | NCOR_POW_000313 | Mechanical Services power works Inc. Working on Switchboards Non P1 (No Live Work Permitted) | 1 | 30 | 3 | AC Supply & Distribution Changes | POW | PDC000000271890 | Non Core |  | FALSE | 0 | 0 | FALSE | FALSE | FALSE | FALSE | FALSE | FALSE | FALSE | FALSE | False | False